## original_input
| District Code | Upzilla Code | Package Code | Division Code | Circle Code | Zone Code | Item Code | Description | Unit | Quantity | Rate | Amount | Economic Code
0 | DT1 | U1 | P1 | D1 | C2 | Z1 | 16-100 | Erection of bamboo profile with full bamboo posts and pegs not less than 60mm in diameter and coir strings etc. complete as per direction of Engineer in charge. | each | 40 | 367.41 | 14696.4 | 4111310
1 | DT1 | U1 | P1 | D1 | C2 | Z1 | 04-700-10 | Erection and maintenance of site office and removal of the same after completion of work as per approved plans & drawings for the use of the Engineer-in-charge & his staff, Task force and field laboratory with adequate foundation, brick walls, acceptable outside & inside wall surface, concrete floor with floor tiles, false ceiling of gypsum board, windows are to be glazed & provided with steel grill & screen/blinds, doors with approved locks, furniture & fittings of approved quality, equipment & plant of approved quality, electricity, running water, sewerage, security fencing, 5 KVA stand-bye generator, IBM compatible PC with monitor, uninterruptible power supply (UPS), LaserJet printer (minimum 25 ppm), first aid-box, safety helmet, level/theodolite/EDM, consumables, stationeries, day & night guards & a tea boy and site office shall be ready for occupation by the Engineer-in-charge within 28 days of commencement of work, etc. complete as per direction of Engineer-in-charge. (This is a time related item; proportionate payment for this item shall be made distributing in each bill on the basis of percentage progress of the whole works under contract). Site office of minimum 38 sqm plinth area. | each | 1 | 508581.43 | 508581.43 | 4111310
2 | DT1 | U1 | P1 | D1 | C2 | Z1 | 12-310-20 | Bailing out of water with all leads and lifts by manual labour or pump, with all arrangements for protection of ring bund and side slopes of foundation pit against erosion or washout etc. complete (actual volume of work will be measured by sounding method before starting the work) as per direction of Engineer in charge. by pump. | cum | 8640 | 7.46 | 64454.4 | 4111310
3 | DT1 | U1 | P1 | D1 | C2 | Z1 | 16-490-20 | Earth work by manual labour in all kinds of soil for excavation/ re-excavation of pond/ tank and constructing bank as per design and specification, throwing the spoil earth in layers of 150mm including breaking clods, dressing, profiling etc. complete with all leads and lifts as per direction of Engineer in charge. For slushy or percolating soil. | cum | 5410 | 250.62 | 1355854.2 | 4111310
4 | DT1 | U1 | P1 | D1 | C2 | Z1 | 16-410 | Earth work by Mechanical Excavator (Long Boom) in all kinds of soil in excavation / re-excavation of channel/canal/khal etc. including disposal of spoil-soil upto 30m away from the point of excavation with rough dressing and levelling etc. complete as per direction of Engineer-in-Charge. | cum | 14944.56 | 126.47 | 1890038.5032 | 4111310
5 | DT1 | U1 | P1 | D1 | C2 | Z1 | 16-420 | Extra Rate for every additional shift of Dredged/Excavated earth or shifting of earth by Mechanical Excavator (Long Boom) of 30m or part thereof beyond the initial shift of 30m upto a maximum of 9 shift for all kind of earthwork shift. (Unit: per shift per cum). No. of shift = ... Nos. | pspc | 0 | 40.04 | 0 | 4111310
6 | DT1 | U1 | P1 | D1 | C2 | Z1 | 16-430-10 | Extra Rate for Carriage of Dredged earth/Excavated earth or shifting of earth by dump truck including loading, unloading complete as per direction of Engineer in charge. Carriage by Dump Truck: Up to 1.0 km | cum | 8966.74 | 84.46 | 757330.8604 | 4111310
7 | DT1 | U1 | P1 | D1 | C2 | Z1 | 16-150-10 | Compaction of earth in constructing/resectioning of embankment/ canal bank/road/river slopes etc. by mechanical equipment to attain 85% / 90% maximum dry density at optimum moisture content with reference to laboratory density test AASTHO-180 modified hammer in all kinds of soils as per direction of Engineer in charge. 0.0m to 6.0m height and above, with 85% compaction. | cum | 5977.82 | 31.23 | 186687.3186 | 4111310
8 | DT1 | U1 | P1 | D1 | C2 | Z1 | 16-310-20 | Providing clay blanket/clay core by carried earth supplied at contractor's own cost (including royalty) in different thickness over embankment crest and side slopes/embankment core/bed and slope of irrigation canal/crest and side slopes of irrigation canal dykes etc. with selected clay (clay content minimum 80% and silt content maximum 20%) including throwing clay in layers not exceeding 150mm in thickness, clod breaking, benching the side slopes, and compacting to 85% maximum dry density at optimum moisture content with suitable equipment, dressing etc. complete (clay blanket should be extended upto 0.5m below the berm on the outside of embankment/ irrigation canal dyke etc.) as per design, specification and direction of Engineer in charge. Carried by truck/boat or any means: 300m to 1.0km. | cum | 430.9015 | 541.48 | 233324.5571 | 4111310
9 | DT1 | U1 | P1 | D1 | C2 | Z1 | 16-310-30 | Providing clay blanket/clay core by carried earth supplied at contractor's own cost (including royalty) in different thickness over embankment crest and side slopes/embankment core/bed and slope of irrigation canal/crest and side slopes of irrigation canal dykes etc. with selected clay (clay content minimum 80% and silt content maximum 20%) including throwing clay in layers not exceeding 150mm in thickness, clod breaking, benching the side slopes, and compacting to 85% maximum dry density at optimum moisture content with suitable equipment, dressing etc. complete (clay blanket should be extended upto 0.5m below the berm on the outside of embankment/ irrigation canal dyke etc.) as per design, specification and direction of Engineer in charge. Carried by truck/boat or any means: 1.0km to 5.0km. (Extra rate) | cum | 430.9015 | 49.09 | 21152.9558 | 4111310
10 | DT1 | U1 | P1 | D1 | C2 | Z1 | 16-500 | Earth work in excavation of foundation trenches in all kinds of soils including levelling, dressing, placing, removal of spoils to a safe distance with initial lead of 30m and lift of 1.5m as per direction of Engineer in charge. | cum | 1345.7664 | 238.12 | 320453.8868 | 4111317
11 | DT1 | U1 | P1 | D1 | C2 | Z1 | 16-620-30 | Shoring for slope protection of foundation trench, canal, embankment, road, pond etc. as per design slopes, grades including removal of spoils to a safe distance as per direction of Engineer in charge. By local hard wood ballah post of 6.0m length, 125mm dia, 1.0m c/c, and 2.0m drive with 6.0m long bamboo of avarage 75mm dia, @ 1.0m c/c and 2.0m drive with drum sheet walling and average 70mm dia half split bamboo batten @ 2.0m c/c fixed with nails. | sqm | 24.1 | 1014.47 | 24448.727 | 4111317
12 | DT1 | U1 | P1 | D1 | C2 | Z1 | 16-540-20 | Supplying and filling sand in foundation of hydraulic structures, buildings and in protective works with selected sand, in 150mm thick layer, including levelling, dressing, ramming, watering etc. complete (compacted to 50% relative density by manual labour using mallet/ vibro compactor) as per direction of Engineer in charge. Sand of FM>=1.50 | cum | 309.3223 | 1382.06 | 427501.9779 | 4111317
13 | DT1 | U1 | P1 | D1 | C2 | Z1 | 20-100-10 | Single brick flat soling including preparation of bed, sand filling (FM>=0.50), levelling, dressing and sand blinding in foundation or floor with supply of all materials etc. complete and as per direction of Engineer in charge. With 1st class bricks | sqm | 5.4 | 445.19 | 2404.026 | 4111317
14 | DT1 | U1 | P1 | D1 | C2 | Z1 | 20-200-10 | Brick work with 1st. class bricks in cement mortar (sand of FM>=1.50) in foundation and plinth, including soaking bricks in clean water for 6 hours, cleaning the bricks, raking out joints, staging, sorting, curing at least for 7 days, including supply of all materials etc. complete and as per direction of Engineer in charge. proportion: 1:4 | cum | 39.6767 | 7340.25 | 291237.1357 | 4111317
15 | DT1 | U1 | P1 | D1 | C2 | Z1 | 20-220-10 | Extra rate for brick work in superstructure in different stories, over the rates of brick work in foundation and plinth: Ground floor superstructure | cum | 29.9736 | 205.43 | 6157.4828 | 4111317
16 | DT1 | U1 | P1 | D1 | C2 | Z1 | 24-100-10 | Minimum 20mm thick sand cement plaster, (sand of FM>=1.3) in ground floor, including scaffolding, raking out joints, making sharp edges and corners, cleaning the surface, curing for at least seven days etc. complete including the cost of all materials and as per direction of Engineer in charge. proportion 1:4 | sqm | 121.565 | 397.03 | 48264.952 | 4111317
17 | DT1 | U1 | P1 | D1 | C2 | Z1 | 24-180 | Neat cement finishing on plaster surfaces just after initial setting of plaster in all floors including curing at least for seven days with supply of all materials etc complete as per direction of Engineer in charge. | sqm | 121.565 | 107.4 | 13056.081 | 4111317
18 | DT1 | U1 | P1 | D1 | C2 | Z1 | 28-120-30 | Cement concrete work in leanest mix. 1:3:6 with sand of FM>=1.5, in foundation or floor including breaking, screening, grading and washing aggregates with clear water, mixing, laying in position, consolidation to levels, curing, including supply of all materials, excluding the cost of formworks etc. complete as per direction of Engineer in charge. With 25mm down graded stone shingles. | cum | 24.3215 | 11223.56 | 272974.0951 | 4111317
19 | DT1 | U1 | P1 | D1 | C2 | Z1 | 76-120-10 | M.S. Work for reinforcement with deformed M.S. bar, fy=400 N/mm², (made from billet) in RCC works, including local handling, cutting, forging, bending, cleaning and fabrication with supply of deformed M.S. bar in different sizes and binding with 22 to 18 gages G.I. wire etc. complete including the cost of all materials as per direction of Engineer in charge. 8mm dia to 30mm dia. | kg | 50864.7854 | 102.44 | 5210588.6208 | 4111317
20 | DT1 | U1 | P1 | D1 | C2 | Z1 | 76-170 | M.S. Work in plates, angles, channels, flat bars, Tees etc. including fabricating, machining, cutting, bending, welding, forging, drilling, revetting, embedding anchor bars, staging and fitting, fixing, local handling etc. comlpete with energy consumption and supply of labours including the cost of materials as per design, specification and direction of Engineer in charge. | kg | 27.2638 | 161.49 | 4402.823 | 4111317
21 | DT1 | U1 | P1 | D1 | C2 | Z1 | 28-200-10 | Reinforced cement concrete work in leanest mix. 1:1.5:3, with 20mm down graded coarse aggregates and sand of FM>2.0 to FM<=2.5, to attain a minimum 28 day cylinder strength of 22.0 N/mm², including breaking, screening, grading, ashing aggregates with clean water, mixing, laying in forms, consolidation to levels, curing, including supply of all materials, excluding cost of M.S. work for reinforcements and formworks etc. complete and as per direction of Engineer in charge. with stone chips | cum | 685.9768 | 14880.26 | 10207512.6469 | 4111317
22 | DT1 | U1 | P1 | D1 | C2 | Z1 | 36-150-60 | Formwork for centering and water tight shuttering as per drawing with 14 BWG M.S. sheet, fitted and fixed with 40mmx40mmx6mm M.S. angle frame and 25mmx6mm F.I. bar stiffener, with necessary fabrication, welding, making the forms including fitting, fixing of steel forms with necessary ties, battens, struts, nuts & bolts, props etc. as per desired shape and size including levelling and removing the forms after specified period including the cost of all materials as per direction of Engineer in charge. Footing, footing beams, grade beams, foundation slab with 60-80mm dia barrack bamboo props. | sqm | 1372.1544 | 924.95 | 1269174.1947 | 4111317
23 | DT1 | U1 | P1 | D1 | C2 | Z1 | 36-150-10 | Formwork for centering and water tight shuttering as per drawing with 14 BWG M.S. sheet, fitted and fixed with 40mmx40mmx6mm M.S. angle frame and 25mmx6mm F.I. bar stiffener, with necessary fabrication, welding, making the forms including fitting, fixing of steel forms with necessary ties, battens, struts, nuts & bolts, props etc. as per desired shape and size including levelling and removing the forms after specified period including the cost of all materials as per direction of Engineer in charge. Vertical and inclined walls, columns, piers with 60-80mm dia barrack bamboo props. | sqm | 2515.2188 | 1143.84 | 2877007.8791 | 4111317
24 | DT1 | U1 | P1 | D1 | C2 | Z1 | 44-200 | Construction of pile yard for casting RCC pile with 50mm thick cement concrete (1:3:6) with cement, sand (FM>=1.5) and 20mm down graded picked jhama or 1st class brick chips including breaking, screening, grading and washing chips, mixing, laying and compacting to levels, over a brick flat soling with 1st class bricks including preparation of base, sand filling to make a level base, ramming and sand blinding with sand of FM>=0.8 etc. complete with neat cement finish over the concrete surface including the cost for supply of all materials and as per direction of Engineer in charge. | sqm | 296 | 774.25 | 229178 | 4111317
25 | DT1 | U1 | P1 | D1 | C2 | Z1 | 44-110 | Manufacturing, supplying and fitting fixing M.S. Shoe at RCC pile tip with tip area 20mmx20mm, butt area 135mmx135mm and height 200mm, fabricated with 6mm thick 4 nos M.S. plate (20mmx135mmx200mm) at sides and one plate (20mmx20mm) at tip, having 6mm thick continuous fillet weld at all joints and 16mm dia 500mm long anchor bar welded to the tip plate at one end and hooked at the other end etc. complete including cost of all materials and as per direction of Engineer in charge. | each | 32 | 1211.78 | 38776.96 | 4111317
26 | DT1 | U1 | P1 | D1 | C2 | Z1 | 44-100-40 | Driving precast RCC pile upto 15.0 m length including layout, providing center line and Bench Mark pillars, carriage of piles from yard to driving point and driving through hard strata, if any, including the cost of installation, demobilization and carriage of all equipments, auxillary items, labours, materials etc. complete, as per direction of Engineer in charge. Size 350mm x 350mm | m | 384 | 866.68 | 332805.12 | 4111317
27 | DT1 | U1 | P1 | D1 | C2 | Z1 | 44-140 | Labour for breaking of head of cast in situ bored pile/precast pile upto required length by any means and removing the dismantled materials such as concrete to a safe distance including scrapping and removing concrete from steel/M.S. rods, all sorts of handling, stacking the same properly after clearing, levelling and dressing the site and clearing the river bed etc. complete as per direction of Engineer in charge. | cum | 1.7525 | 3585.89 | 6284.2005 | 4111317
28 | DT1 | U1 | P1 | D1 | C2 | Z1 | 40-230-40 | Manufacturing and supplying C.C. blocks in leanest mix. 1:2:4 with cement, sand (FM>=2.0) and Stone Chips (40mm down graded) to attain a 28 days cylinder strength of 18 N/mm² including grading, washing stone chips, mixing, laying in forms, consolidation, curing for at least 21 days, including preparation of platform, shuttering and stacking in measurable stacks etc. complete including supply of all materials (steel shutter to be used) as per direction of Engineer in charge. Block Size: 40cmx40cmx20cm. | each | 2140 | 497.57 | 1064799.8 | 4111317
29 | DT1 | U1 | P1 | D1 | C2 | Z1 | 40-270-10 | Labour charge for protective works in laying CC blocks of different sizes including preparation of base, watering and ramming of base etc. complete as per direction of Engineer in charge. Within 200 m. | cum | 68.48 | 1395.03 | 95531.6544 | 4111317
30 | DT1 | U1 | P1 | D1 | C2 | Z1 | 28-100-20 | Cement concrete work in leanest mix. 1:4:8, with sand of M>=1.5, in foundation or floor, including breaking, screening, grading and washing aggregates with clear water, mixing, laying in position, consolidation to levels, curing, including supply of all materials, excluding the cost of formworks etc. complete as per direction of Engineer in charge. With 25mm down graded stone chips. | cum | 1.6813 | 12626.23 | 21228.9224 | 4111317
31 | DT1 | U1 | P1 | D1 | C2 | Z1 | 30 | Supplying, fitting and fixing of paving tiles of size : 300mm x 300mm of approved colour, quality and design in pavement walkway up to required length, breadth and height, set in 20mm thick cement mortar (1:4), including cutting & edging the tiles where necessary filling the joints by white cement and matching colour including the cost of all materials etc. complete as per direction of Engineer in charge. | sqm | 748 | 1631.06 | 1220032.88 | 4111317
32 | DT1 | U1 | P1 | D1 | C2 | Z1 | 64-160-10 | Supplying, fitting and fixing glazed tiles of approved size, colour, quality and design in floors/ walls upto required length, breadth and height, set in 20mm thick cement mortar (1:4), including cutting & edging the tiles where necessary filling the joints by white cement and matching colour including the cost of all materials etc. complete as per direction of Engineer in charge. Various size (on walls). | sqm | 61.3256 | 1810.37 | 111022.0265 | 4111317
33 | DT1 | U1 | P1 | D1 | C2 | Z1 | 64-160-20 | Supplying, fitting and fixing glazed tiles of approved size, colour, quality and design in floors/ walls upto required length, breadth and height, set in 20mm thick cement mortar (1:4), including cutting & edging the tiles where necessary filling the joints by white cement and matching colour including the cost of all materials etc. complete as per direction of Engineer in charge. Various size (on floors). | sqm | 41.4978 | 1955.44 | 81146.458 | 4111317
34 | DT1 | U1 | P1 | D1 | C2 | Z1 | 04-530 | Supplying, fitting and fixing 12 BWG galvanised barbed wire fencing (single line) with 2 ply wire, 4 points 100mm apart, fitted with balli posts/ angle posts etc. with necessary nails/ G.I. wire (2 ply 16 BWG) etc. complete as per direction of Engineer in charge (excluding the cost of posts). | m | 12616.6 | 25.12 | 316928.992 | 4111317
35 | DT1 | U1 | P1 | D1 | C2 | Z1 | 40-540-20 | Supplying and laying stone chips as filter in two layers (Top and bottom) as per specific size ranges and gradation including preparation of surface, grading, compacting each layer etc. complete with supply of all materials and as per direction of Engineer in charge. Well graded between 40mm to 20mm size. | cum | 1.16 | 7710.91 | 8944.6556 | 4111317
36 | DT1 | U1 | P1 | D1 | C2 | Z1 | 40-540-30 | Supplying and laying stone chips as filter in two layers (Top and bottom) as per specific size ranges and gradation including preparation of surface, grading, compacting each layer etc. complete with supply of all materials and as per direction of Engineer in charge. Well graded between 20mm to 5mm size. (Combination of sub-items 10 & 30 or 20 & 30 shall be used). | cum | 3.99 | 8438.15 | 33668.2185 | 4111317
37 | DT1 | U1 | P1 | D1 | C2 | Z1 | 40-550-20 | Supplying and laying sand as filter layers as per specific size ranges and gradation including preparation of surface, compacting in layer etc. complete with supply of all materials and as per direction of Engineer in charge. FM : 1.5 to 2.0 | cum | 5.1334 | 2025.5 | 10397.6511 | 4111317
38 | DT1 | U1 | P1 | D1 | C2 | Z1 | 64-500-10 | Supplying, fitting and fixing C.I. sheet roofing, with G.I.nuts, limped, washers, screws, bolts etc. and fitting, fixing with 76mm hooks with at least 2 pitch lapping etc. complete, including the cost of all materials as per direction of Engineer in charge. 0.63mm or 24 BWG C.I. sheet. | sqm | 13.9925 | 754.6 | 10558.7405 | 4111317
39 | DT1 | U1 | P1 | D1 | C2 | Z1 | 36 | Supplying of 100mm dia PVC pipe including all necessary cost etc. complete as per direction of Engineer in charge. | m | 1.2 | 109.09 | 130.908 | 4111317
40 | DT1 | U1 | P1 | D1 | C2 | Z1 | 37 | Supplying of 25mm dia PVC pipe including all necessary cost etc. complete as per direction of Engineer in charge. | m | 22.5 | 29.83 | 671.175 | 4111317
41 | DT1 | U1 | P1 | D1 | C2 | Z1 | 80-340-30 | Supplying, fitting and fixing of gate valve of approved quality: 25mm dia | each | 6 | 590.27 | 3541.62 | 4111317
42 | DT1 | U1 | P1 | D1 | C2 | Z1 | 80-100-10 | Supplying and sinking 40mm dia G.I. tubewell pipe including test boring and hiring of all necessary equipments with all necessary fittings as required etc. all complete including the cost of all materials as per direction of Engineer in charge. Depth upto 60m. | m | 14.7 | 380.45 | 5592.615 | 4111317
43 | DT1 | U1 | P1 | D1 | C2 | Z1 | 80-140 | Supplying, fitting and fixing pump No. 6 for 40mm dia tubewell, as per approved quality with all accessories etc. complete including the cost of all materials as per direction of Engineer in charge. | each | 2 | 2861.35 | 5722.7 | 4111317
44 | DT1 | U1 | P1 | D1 | C2 | Z1 | 41 | Solar water pumping system (Average Flow rate : Minimum 40 liter/min, Centrifugal pump, 12 - 24 Volt DC Motor 1 HP, RPM 3000 Max., Panel power 900 - 1000 W, Charge Controller, Suction and delivery pipe of 38mm diameter, Cable, Mounting Structure & other accessories). | each | 2 | 112000 | 224000 | 4111317
45 | DT1 | U1 | P1 | D1 | C2 | Z1 | 80-205-30 | Supplying and installation of plastic overhead water tank including carriage and all accessories except preparation of base and cost of overflow pipe, of different capacity and size with cover and ball valve including fitting fixing inlet and outlet etc. complete as per direction of Engineer-in-charge. Capacity: 1000 ltr | each | 4 | 12744.84 | 50979.36 | 4111317
46 | DT1 | U1 | P1 | D1 | C2 | Z1 | 43 | Supplying, fitting and fixing Stainless Steel (SS) Railing for stair of Pond Sand Filter (PSF) as per drawing, design including welding and fixing etc. all complete as per direction of Engineer in charge. | sqm | 25 | 3129.43 | 78235.75 | 4111317
47 | DT1 | U1 | P1 | D1 | C2 | Z1 | 48-100 | Fine dressing and close turfing of the slopes and the crest of embankment with 75mm thick, good quality durba or charkanta sods of size 200mm x 200mm, with all leads and lifts, including ramming, watering until the turf grows properly, aintaining etc. complete (measurement will be given on well grown grass only) as per direction of Engineer in charge. | sqm | 3797.25 | 32.97 | 125195.3325 | 4111317
48 | DT1 | U1 | P1 | D1 | C2 | Z1 | 48-220 | Plantation of all kinds of timber plants and fruit plants such as Mehegany, Teak, Sal, Chamble, Mango, Jack, Lichi, Kul etc including cutting earth and supplying at site average 1.0m height plant, including putting manure by digging 45cm dia hole, to a depth of average 30cm, supplying and mixing 7.56 kg of manure, tieing the plant with 1.50m split bamboo post and keeping it wet for one month before plantation including guarding the plant for 6 months as per direction of Engineer in Charge. | each | 352 | 338.2 | 119046.4 | 4113102
49 | DT1 | U1 | P1 | D1 | C2 | Z1 | 72-100-10 | Plastic emulsion painting to walls and ceiling including sand papering the surface, scaffolding etc. complete, with all necessary lime cement putty to surface including the cost of all materials, as per direction of Engineer in charge: 3 coats. | sqm | 1.1 | 137.69 | 151.459 | 4111317
50 | DT1 | U1 | P1 | D1 | C2 | Z1 | 56-140-20 | Brick on end edging (single layer) across the road, with 1st class bricks, including cutting trenches true to enavel and grade, sand filliing (FM>=0.5), 40mm thick, sand blinding, levelling, dressing, ramming sides properly including supply of all materials etc. complete as per direction of Engineer in charge. 125 mm thick. | m | 0 | 0 | 0 | 4111317
51 | DT1 | U1 | P1 | D1 | C2 | Z1 | 40-230-35 | Manufacturing and supplying C.C. blocks in leanest mix. 1:2:4 with cement, sand (FM>=2.0) and Stone Chips (40mm down graded) to attain a 28 days cylinder strength of 18 N/mm² including grading, washing stone chips, mixing, laying in forms, consolidation, curing for at least 21 days, including preparation of platform, shuttering and stacking in measurable stacks etc. complete including supply of all materials (steel shutter to be used) as per direction of Engineer in charge. Block Size: 40cmx40cmx40cm. | each | 0 | 0 | 0 | 4111317
52 | DT1 | U1 | P1 | D1 | C2 | Z1 | 40-520-30 | Supplying and laying dry 1st class or pick jhama chips as filter in two layers (top and bottom) as per specific size, range and gradation, including breaking chips, grading, preparation of surface, compacting each layer etc. complete with supply of all materials and as per direction of Engineer in charge: Well graded between 20mm to 5mm size. (Combination of sub-item 10 & 30 or 20 & 30 shall be used) | cum | 0 | 0 | 0 | 4111317
53 | DT1 | U1 | P1 | D1 | C2 | Z1 | 20-514 | Rubber Seal : (w=100mm, t=16mm, b=45mm). | m | 28.704 | 450 | 12916.8 | 4111317
54 | DT2 | U2 | P2 | D2 | C1 | Z1 | 16-100 | Erection of bamboo profile with full bamboo posts and pegs not less than 60mm in diameter and coir strings etc. complete as per direction of Engineer in charge. | each | 13 | 367.41 | 4776.33 | 4111310
55 | DT2 | U2 | P2 | D2 | C1 | Z1 | 04-700-10 | Erection and maintenance of site office and removal of the same after completion of work as per approved plans & drawings for the use of the Engineer-in-charge & his staff, Task force and field laboratory with adequate foundation, brick walls, acceptable outside & inside wall surface, concrete floor with floor tiles, false ceiling of gypsum board, windows are to be glazed & provided with steel grill & screen/blinds, doors with approved locks, furniture & fittings of approved quality, equipment & plant of approved quality, electricity, running water, sewerage, security fencing, 5 KVA stand-bye generator, IBM compatible PC with monitor, uninterruptible power supply (UPS), LaserJet printer (minimum 25 ppm), first aid-box, safety helmet, level/theodolite/EDM, consumables, stationeries, day & night guards & a tea boy and site office shall be ready for occupation by the Engineer-in-charge within 28 days of commencement of work, etc. complete as per direction of Engineer-in-charge. (This is a time related item; proportionate payment for this item shall be made distributing in each bill on the basis of percentage progress of the whole works under contract). Site office of minimum 38 sqm plinth area. | each | 1 | 508581.43 | 508581.43 | 4111310
56 | DT2 | U2 | P2 | D2 | C1 | Z1 | 12-310-20 | Bailing out of water with all leads and lifts by manual labour or pump, with all arrangements for protection of ring bund and side slopes of foundation pit against erosion or washout etc. complete (actual volume of work will be measured by sounding method before starting the work) as per direction of Engineer in charge. by pump. | cum | 170853.6 | 7.46 | 1274567.856 | 4111310
57 | DT2 | U2 | P2 | D2 | C1 | Z1 | 16-490-20 | Earth work by manual labour in all kinds of soil for excavation/ re-excavation of pond/ tank and constructing bank as per design and specification, throwing the spoil earth in layers of 150mm including breaking clods, dressing, profiling etc. complete with all leads and lifts as per direction of Engineer in charge. For slushy or percolating soil. | cum | 0 | 250.62 | 0 | 4111310
58 | DT2 | U2 | P2 | D2 | C1 | Z1 | 16-410 | Earth work by Mechanical Excavator (Long Boom) in all kinds of soil in excavation / re-excavation of channel/canal/khal etc. including disposal of spoil-soil upto 30m away from the point of excavation with rough dressing and levelling etc. complete as per direction of Engineer-in-Charge. | cum | 442252.8 | 126.47 | 55931711.616 | 4111310
59 | DT2 | U2 | P2 | D2 | C1 | Z1 | 16-420 | Extra Rate for every additional shift of Dredged/Excavated earth or shifting of earth by Mechanical Excavator (Long Boom) of 30m or part thereof beyond the initial shift of 30m upto a maximum of 9 shift for all kind of earthwork shift. (Unit: per shift per cum). No. of shift = ... Nos. | pspc | 25648.13 | 80.08 | 2053902.2504 | 4111310
60 | DT2 | U2 | P2 | D2 | C1 | Z1 | 16-430-10 | Extra Rate for Carriage of Dredged earth/Excavated earth or shifting of earth by dump truck including loading, unloading complete as per direction of Engineer in charge. Carriage by Dump Truck: Up to 1.0 km | cum | 416604.67 | 84.64 | 35261419.2688 | 4111310
61 | DT2 | U2 | P2 | D2 | C1 | Z1 | 16-150-10 | Compaction of earth in constructing/resectioning of embankment/ canal bank/road/river slopes etc. by mechanical equipment to attain 85% / 90% maximum dry density at optimum moisture content with reference to laboratory density test AASTHO-180 modified hammer in all kinds of soils as per direction of Engineer in charge. 0.0m to 6.0m height and above, with 85% compaction. | cum | 25648.13 | 31.23 | 800991.0999 | 4111310
62 | DT2 | U2 | P2 | D2 | C1 | Z1 | 16-310-20 | Providing clay blanket/clay core by carried earth supplied at contractor's own cost (including royalty) in different thickness over embankment crest and side slopes/embankment core/bed and slope of irrigation canal/crest and side slopes of irrigation canal dykes etc. with selected clay (clay content minimum 80% and silt content maximum 20%) including throwing clay in layers not exceeding 150mm in thickness, clod breaking, benching the side slopes, and compacting to 85% maximum dry density at optimum moisture content with suitable equipment, dressing etc. complete (clay blanket should be extended upto 0.5m below the berm on the outside of embankment/ irrigation canal dyke etc.) as per design, specification and direction of Engineer in charge. Carried by truck/boat or any means: 300m to 1.0km. | cum | 1526.83 | 541.48 | 826747.9084 | 4111310
63 | DT2 | U2 | P2 | D2 | C1 | Z1 | 16-310-30 | Providing clay blanket/clay core by carried earth supplied at contractor's own cost (including royalty) in different thickness over embankment crest and side slopes/embankment core/bed and slope of irrigation canal/crest and side slopes of irrigation canal dykes etc. with selected clay (clay content minimum 80% and silt content maximum 20%) including throwing clay in layers not exceeding 150mm in thickness, clod breaking, benching the side slopes, and compacting to 85% maximum dry density at optimum moisture content with suitable equipment, dressing etc. complete (clay blanket should be extended upto 0.5m below the berm on the outside of embankment/ irrigation canal dyke etc.) as per design, specification and direction of Engineer in charge. Carried by truck/boat or any means: 1.0km to 5.0km. (Extra rate) | cum | 763.42 | 49.09 | 37476.2878 | 4111310
64 | DT2 | U2 | P2 | D2 | C1 | Z1 | 16-500 | Earth work in excavation of foundation trenches in all kinds of soils including levelling, dressing, placing, removal of spoils to a safe distance with initial lead of 30m and lift of 1.5m as per direction of Engineer in charge. | cum | 300.83 | 238.12 | 71633.6396 | 4111317
65 | DT2 | U2 | P2 | D2 | C1 | Z1 | 16-620-30 | Shoring for slope protection of foundation trench, canal, embankment, road, pond etc. as per design slopes, grades including removal of spoils to a safe distance as per direction of Engineer in charge. By local hard wood ballah post of 6.0m length, 125mm dia, 1.0m c/c, and 2.0m drive with 6.0m long bamboo of avarage 75mm dia, @ 1.0m c/c and 2.0m drive with drum sheet walling and average 70mm dia half split bamboo batten @ 2.0m c/c fixed with nails. | sqm | 35.48 | 1014.47 | 35993.3956 | 4111317
66 | DT2 | U2 | P2 | D2 | C1 | Z1 | 16-540-20 | Supplying and filling sand in foundation of hydraulic structures, buildings and in protective works with selected sand, in 150mm thick layer, including levelling, dressing, ramming, watering etc. complete (compacted to 50% relative density by manual labour using mallet/ vibro compactor) as per direction of Engineer in charge. Sand of FM>=1.50 | cum | 603.08 | 1509.33 | 910246.7364 | 4111317
67 | DT2 | U2 | P2 | D2 | C1 | Z1 | 20-100-10 | Single brick flat soling including preparation of bed, sand filling (FM>=0.50), levelling, dressing and sand blinding in foundation or floor with supply of all materials etc. complete and as per direction of Engineer in charge. With 1st class bricks | sqm | 247.74 | 445.19 | 110291.3706 | 4111317
68 | DT2 | U2 | P2 | D2 | C1 | Z1 | 20-200-10 | Brick work with 1st. class bricks in cement mortar (sand of FM>=1.50) in foundation and plinth, including soaking bricks in clean water for 6 hours, cleaning the bricks, raking out joints, staging, sorting, curing at least for 7 days, including supply of all materials etc. complete and as per direction of Engineer in charge. proportion: 1:4 | cum | 479.6 | 7372.37 | 3535788.652 | 4111317
69 | DT2 | U2 | P2 | D2 | C1 | Z1 | 20-220-10 | Extra rate for brick work in superstructure in different stories, over the rates of brick work in foundation and plinth: Ground floor superstructure | cum | 377.88 | 205.43 | 77627.8884 | 4111317
70 | DT2 | U2 | P2 | D2 | C1 | Z1 | 24-100-10 | Minimum 20mm thick sand cement plaster, (sand of FM>=1.3) in ground floor, including scaffolding, raking out joints, making sharp edges and corners, cleaning the surface, curing for at least seven days etc. complete including the cost of all materials and as per direction of Engineer in charge. proportion 1:4 | sqm | 1009.57 | 399.8 | 403626.086 | 4111317
71 | DT2 | U2 | P2 | D2 | C1 | Z1 | 24-180 | Neat cement finishing on plaster surfaces just after initial setting of plaster in all floors including curing at least for seven days with supply of all materials etc complete as per direction of Engineer in charge. | sqm | 106.22 | 107.4 | 11408.028 | 4111317
72 | DT2 | U2 | P2 | D2 | C1 | Z1 | 28-120-30 | Cement concrete work in leanest mix. 1:3:6 with sand of FM>=1.5, in foundation or floor including breaking, screening, grading and washing aggregates with clear water, mixing, laying in position, consolidation to levels, curing, including supply of all materials, excluding the cost of formworks etc. complete as per direction of Engineer in charge. With 25mm down graded stone shingles. | cum | 279.98 | 11509 | 3222289.82 | 4111317
73 | DT2 | U2 | P2 | D2 | C1 | Z1 | 76-120-10 | M.S. Work for reinforcement with deformed M.S. bar, fy=400 N/mm², (made from billet) in RCC works, including local handling, cutting, forging, bending, cleaning and fabrication with supply of deformed M.S. bar in different sizes and binding with 22 to 18 gages G.I. wire etc. complete including the cost of all materials as per direction of Engineer in charge. 8mm dia to 30mm dia. | kg | 65442.02 | 102.44 | 6703880.5288 | 4111317
74 | DT2 | U2 | P2 | D2 | C1 | Z1 | 76-170 | M.S. Work in plates, angles, channels, flat bars, Tees etc. including fabricating, machining, cutting, bending, welding, forging, drilling, revetting, embedding anchor bars, staging and fitting, fixing, local handling etc. comlpete with energy consumption and supply of labours including the cost of materials as per design, specification and direction of Engineer in charge. | kg | 2.72 | 161.49 | 439.2528 | 4111317
75 | DT2 | U2 | P2 | D2 | C1 | Z1 | 28-200-10 | Reinforced cement concrete work in leanest mix. 1:1.5:3, with 20mm down graded coarse aggregates and sand of FM>2.0 to FM<=2.5, to attain a minimum 28 day cylinder strength of 22.0 N/mm², including breaking, screening, grading, ashing aggregates with clean water, mixing, laying in forms, consolidation to levels, curing, including supply of all materials, excluding cost of M.S. work for reinforcements and formworks etc. complete and as per direction of Engineer in charge. with stone chips | cum | 713.01 | 14932.16 | 10646779.4016 | 4111317
76 | DT2 | U2 | P2 | D2 | C1 | Z1 | 36-150-60 | Formwork for centering and water tight shuttering as per drawing with 14 BWG M.S. sheet, fitted and fixed with 40mmx40mmx6mm M.S. angle frame and 25mmx6mm F.I. bar stiffener, with necessary fabrication, welding, making the forms including fitting, fixing of steel forms with necessary ties, battens, struts, nuts & bolts, props etc. as per desired shape and size including levelling and removing the forms after specified period including the cost of all materials as per direction of Engineer in charge. Footing, footing beams, grade beams, foundation slab with 60-80mm dia barrack bamboo props. | sqm | 4985.83 | 924.95 | 4611643.4585 | 4111317
77 | DT2 | U2 | P2 | D2 | C1 | Z1 | 36-150-10 | Formwork for centering and water tight shuttering as per drawing with 14 BWG M.S. sheet, fitted and fixed with 40mmx40mmx6mm M.S. angle frame and 25mmx6mm F.I. bar stiffener, with necessary fabrication, welding, making the forms including fitting, fixing of steel forms with necessary ties, battens, struts, nuts & bolts, props etc. as per desired shape and size including levelling and removing the forms after specified period including the cost of all materials as per direction of Engineer in charge. Vertical and inclined walls, columns, piers with 60-80mm dia barrack bamboo props. | sqm | 2788.93 | 1143.84 | 3190089.6912 | 4111317
78 | DT2 | U2 | P2 | D2 | C1 | Z1 | 44-200 | Construction of pile yard for casting RCC pile with 50mm thick cement concrete (1:3:6) with cement, sand (FM>=1.5) and 20mm down graded picked jhama or 1st class brick chips including breaking, screening, grading and washing chips, mixing, laying and compacting to levels, over a brick flat soling with 1st class bricks including preparation of base, sand filling to make a level base, ramming and sand blinding with sand of FM>=0.8 etc. complete with neat cement finish over the concrete surface including the cost for supply of all materials and as per direction of Engineer in charge. | sqm | 296 | 777.1 | 230021.6 | 4111317
79 | DT2 | U2 | P2 | D2 | C1 | Z1 | 44-110 | Manufacturing, supplying and fitting fixing M.S. Shoe at RCC pile tip with tip area 20mmx20mm, butt area 135mmx135mm and height 200mm, fabricated with 6mm thick 4 nos M.S. plate (20mmx135mmx200mm) at sides and one plate (20mmx20mm) at tip, having 6mm thick continuous fillet weld at all joints and 16mm dia 500mm long anchor bar welded to the tip plate at one end and hooked at the other end etc. complete including cost of all materials and as per direction of Engineer in charge. | each | 32 | 1211.78 | 38776.96 | 4111317
80 | DT2 | U2 | P2 | D2 | C1 | Z1 | 44-100-40 | Driving precast RCC pile upto 15.0 m length including layout, providing center line and Bench Mark pillars, carriage of piles from yard to driving point and driving through hard strata, if any, including the cost of installation, demobilization and carriage of all equipments, auxillary items, labours, materials etc. complete, as per direction of Engineer in charge. Size 350mm x 350mm | m | 384 | 866.68 | 332805.12 | 4111317
81 | DT2 | U2 | P2 | D2 | C1 | Z1 | 44-140 | Labour for breaking of head of cast in situ bored pile/precast pile upto required length by any means and removing the dismantled materials such as concrete to a safe distance including scrapping and removing concrete from steel/M.S. rods, all sorts of handling, stacking the same properly after clearing, levelling and dressing the site and clearing the river bed etc. complete as per direction of Engineer in charge. | cum | 48.5 | 3585.89 | 173915.665 | 4111317
82 | DT2 | U2 | P2 | D2 | C1 | Z1 | 40-230-40 | Manufacturing and supplying C.C. blocks in leanest mix. 1:2:4 with cement, sand (FM>=2.0) and Stone Chips (40mm down graded) to attain a 28 days cylinder strength of 18 N/mm² including grading, washing stone chips, mixing, laying in forms, consolidation, curing for at least 21 days, including preparation of platform, shuttering and stacking in measurable stacks etc. complete including supply of all materials (steel shutter to be used) as per direction of Engineer in charge. Block Size: 40cmx40cmx20cm. | each | 7708 | 499.32 | 3848758.56 | 4111317
83 | DT2 | U2 | P2 | D2 | C1 | Z1 | 40-270-10 | Labour charge for protective works in laying CC blocks of different sizes including preparation of base, watering and ramming of base etc. complete as per direction of Engineer in charge. Within 200 m. | cum | 261.056 | 1395.03 | 364180.9517 | 4111317
84 | DT2 | U2 | P2 | D2 | C1 | Z1 | 28-100-20 | Cement concrete work in leanest mix. 1:4:8, with sand of M>=1.5, in foundation or floor, including breaking, screening, grading and washing aggregates with clear water, mixing, laying in position, consolidation to levels, curing, including supply of all materials, excluding the cost of formworks etc. complete as per direction of Engineer in charge. With 25mm down graded stone chips. | cum | 2.9 | 12684.79 | 36785.891 | 4111317
85 | DT2 | U2 | P2 | D2 | C1 | Z1 | 30 | Supplying, fitting and fixing of paving tiles of size : 300mm x 300mm of approved colour, quality and design in pavement walkway up to required length, breadth and height, set in 20mm thick cement mortar (1:4), including cutting & edging the tiles where necessary filling the joints by white cement and matching colour including the cost of all materials etc. complete as per direction of Engineer in charge. | sqm | 3083.2 | 1631.06 | 5028884.192 | 4111317
86 | DT2 | U2 | P2 | D2 | C1 | Z1 | 64-160-10 | Supplying, fitting and fixing glazed tiles of approved size, colour, quality and design in floors/ walls upto required length, breadth and height, set in 20mm thick cement mortar (1:4), including cutting & edging the tiles where necessary filling the joints by white cement and matching colour including the cost of all materials etc. complete as per direction of Engineer in charge. Various size (on walls). | sqm | 235.04 | 1813.26 | 426188.6304 | 4111317
87 | DT2 | U2 | P2 | D2 | C1 | Z1 | 64-160-20 | Supplying, fitting and fixing glazed tiles of approved size, colour, quality and design in floors/ walls upto required length, breadth and height, set in 20mm thick cement mortar (1:4), including cutting & edging the tiles where necessary filling the joints by white cement and matching colour including the cost of all materials etc. complete as per direction of Engineer in charge. Various size (on floors). | sqm | 27.15 | 1958.32 | 53168.388 | 4111317
88 | DT2 | U2 | P2 | D2 | C1 | Z1 | 04-530 | Supplying, fitting and fixing 12 BWG galvanised barbed wire fencing (single line) with 2 ply wire, 4 points 100mm apart, fitted with balli posts/ angle posts etc. with necessary nails/ G.I. wire (2 ply 16 BWG) etc. complete as per direction of Engineer in charge (excluding the cost of posts). | m | 3056 | 25.12 | 76766.72 | 4111317
89 | DT2 | U2 | P2 | D2 | C1 | Z1 | 40-540-20 | Supplying and laying stone chips as filter in two layers (Top and bottom) as per specific size ranges and gradation including preparation of surface, grading, compacting each layer etc. complete with supply of all materials and as per direction of Engineer in charge. Well graded between 40mm to 20mm size. | cum | 2.4 | 7832.12 | 18797.088 | 4111317
90 | DT2 | U2 | P2 | D2 | C1 | Z1 | 40-540-30 | Supplying and laying stone chips as filter in two layers (Top and bottom) as per specific size ranges and gradation including preparation of surface, grading, compacting each layer etc. complete with supply of all materials and as per direction of Engineer in charge. Well graded between 20mm to 5mm size. (Combination of sub-items 10 & 30 or 20 & 30 shall be used). | cum | 7.92 | 8438.15 | 66830.148 | 4111317
91 | DT2 | U2 | P2 | D2 | C1 | Z1 | 40-550-20 | Supplying and laying sand as filter layers as per specific size ranges and gradation including preparation of surface, compacting in layer etc. complete with supply of all materials and as per direction of Engineer in charge. FM : 1.5 to 2.0 | cum | 603.08 | 2146.71 | 1294637.8668 | 4111317
92 | DT2 | U2 | P2 | D2 | C1 | Z1 | 64-500-10 | Supplying, fitting and fixing C.I. sheet roofing, with G.I.nuts, limped, washers, screws, bolts etc. and fitting, fixing with 76mm hooks with at least 2 pitch lapping etc. complete, including the cost of all materials as per direction of Engineer in charge. 0.63mm or 24 BWG C.I. sheet. | sqm | 65.11 | 754.6 | 49132.006 | 4111317
93 | DT2 | U2 | P2 | D2 | C1 | Z1 | 36 | Supplying of 100mm dia PVC pipe including all necessary cost etc. complete as per direction of Engineer in charge. | m | 1.8 | 109.09 | 196.362 | 4111317
94 | DT2 | U2 | P2 | D2 | C1 | Z1 | 37 | Supplying of 25mm dia PVC pipe including all necessary cost etc. complete as per direction of Engineer in charge. | m | 45.3 | 29.83 | 1351.299 | 4111317
95 | DT2 | U2 | P2 | D2 | C1 | Z1 | 80-340-30 | Supplying, fitting and fixing of gate valve of approved quality: 25mm dia | each | 9 | 590.27 | 5312.43 | 4111317
96 | DT2 | U2 | P2 | D2 | C1 | Z1 | 80-100-10 | Supplying and sinking 40mm dia G.I. tubewell pipe including test boring and hiring of all necessary equipments with all necessary fittings as required etc. all complete including the cost of all materials as per direction of Engineer in charge. Depth upto 60m. | m | 25.05 | 380.45 | 9530.2725 | 4111317
97 | DT2 | U2 | P2 | D2 | C1 | Z1 | 80-140 | Supplying, fitting and fixing pump No. 6 for 40mm dia tubewell, as per approved quality with all accessories etc. complete including the cost of all materials as per direction of Engineer in charge. | each | 3 | 2861.35 | 8584.05 | 4111317
98 | DT2 | U2 | P2 | D2 | C1 | Z1 | 41 | Solar water pumping system (Average Flow rate : Minimum 40 liter/min, Centrifugal pump, 12 - 24 Volt DC Motor 1 HP, RPM 3000 Max., Panel power 900 - 1000 W, Charge Controller, Suction and delivery pipe of 38mm diameter, Cable, Mounting Structure & other accessories). | each | 3 | 112000 | 336000 | 4111317
99 | DT2 | U2 | P2 | D2 | C1 | Z1 | 80-205-30 | Supplying and installation of plastic overhead water tank including carriage and all accessories except preparation of base and cost of overflow pipe, of different capacity and size with cover and ball valve including fitting fixing inlet and outlet etc. complete as per direction of Engineer-in-charge. Capacity: 1000 ltr | each | 3 | 12744.84 | 38234.52 | 4111317
100 | DT2 | U2 | P2 | D2 | C1 | Z1 | 43 | Supplying, fitting and fixing Stainless Steel (SS) Railing for stair of Pond Sand Filter (PSF) as per drawing, design including welding and fixing etc. all complete as per direction of Engineer in charge. | sqm | 37.5 | 3129.43 | 117353.625 | 4111317
101 | DT2 | U2 | P2 | D2 | C1 | Z1 | 48-100 | Fine dressing and close turfing of the slopes and the crest of embankment with 75mm thick, good quality durba or charkanta sods of size 200mm x 200mm, with all leads and lifts, including ramming, watering until the turf grows properly, aintaining etc. complete (measurement will be given on well grown grass only) as per direction of Engineer in charge. | sqm | 14736 | 32.97 | 485845.92 | 4111317
102 | DT2 | U2 | P2 | D2 | C1 | Z1 | 48-220 | Plantation of all kinds of timber plants and fruit plants such as Mehegany, Teak, Sal, Chamble, Mango, Jack, Lichi, Kul etc including cutting earth and supplying at site average 1.0m height plant, including putting manure by digging 45cm dia hole, to a depth of average 30cm, supplying and mixing 7.56 kg of manure, tieing the plant with 1.50m split bamboo post and keeping it wet for one month before plantation including guarding the plant for 6 months as per direction of Engineer in Charge. | each | 352 | 338.2 | 119046.4 | 4113102
103 | DT2 | U2 | P2 | D2 | C1 | Z1 | 72-100-10 | Plastic emulsion painting to walls and ceiling including sand papering the surface, scaffolding etc. complete, with all necessary lime cement putty to surface including the cost of all materials, as per direction of Engineer in charge: 3 coats. | sqm | 1.1 | 137.69 | 151.459 | 4111317
104 | DT2 | U2 | P2 | D2 | C1 | Z1 | 56-140-20 | Brick on end edging (single layer) across the road, with 1st class bricks, including cutting trenches true to enavel and grade, sand filliing (FM>=0.5), 40mm thick, sand blinding, levelling, dressing, ramming sides properly including supply of all materials etc. complete as per direction of Engineer in charge. 125 mm thick. | m | 0 | 196.99 | 0 | 4111317
105 | DT2 | U2 | P2 | D2 | C1 | Z1 | 40-230-35 | Manufacturing and supplying C.C. blocks in leanest mix. 1:2:4 with cement, sand (FM>=2.0) and Stone Chips (40mm down graded) to attain a 28 days cylinder strength of 18 N/mm² including grading, washing stone chips, mixing, laying in forms, consolidation, curing for at least 21 days, including preparation of platform, shuttering and stacking in measurable stacks etc. complete including supply of all materials (steel shutter to be used) as per direction of Engineer in charge. Block Size: 40cmx40cmx40cm. | each | 0 | 974.95 | 0 | 4111317
106 | DT2 | U2 | P2 | D2 | C1 | Z1 | 40-520-30 | Supplying and laying dry 1st class or pick jhama chips as filter in two layers (top and bottom) as per specific size, range and gradation, including breaking chips, grading, preparation of surface, compacting each layer etc. complete with supply of all materials and as per direction of Engineer in charge: Well graded between 20mm to 5mm size. (Combination of sub-item 10 & 30 or 20 & 30 shall be used) | cum | 0 | 5028.49 | 0 | 4111317
107 | DT2 | U2 | P2 | D2 | C1 | Z1 | 20-514 | Rubber Seal : (w=100mm, t=16mm, b=45mm). | m | 43.056 | 450 | 19375.2 | 4111317
108 | DT3 | U3 | P3 | D3 | C2 | Z1 | 16-100 | Erection of bamboo profile with full bamboo posts and pegs not less than 60mm in diameter and coir strings etc. complete as per direction of Engineer in charge. | each | 25 | 367.41 | 9185.25 | 4111310
109 | DT3 | U3 | P3 | D3 | C2 | Z1 | 04-700-10 | Erection and maintenance of site office and removal of the same after completion of work as per approved plans & drawings for the use of the Engineer-in-charge & his staff, Task force and field laboratory with adequate foundation, brick walls, acceptable outside & inside wall surface, concrete floor with floor tiles, false ceiling of gypsum board, windows are to be glazed & provided with steel grill & screen/blinds, doors with approved locks, furniture & fittings of approved quality, equipment & plant of approved quality, electricity, running water, sewerage, security fencing, 5 KVA stand-bye generator, IBM compatible PC with monitor, uninterruptible power supply (UPS), LaserJet printer (minimum 25 ppm), first aid-box, safety helmet, level/theodolite/EDM, consumables, stationeries, day & night guards & a tea boy and site office shall be ready for occupation by the Engineer-in-charge within 28 days of commencement of work, etc. complete as per direction of Engineer-in-charge. (This is a time related item; proportionate payment for this item shall be made distributing in each bill on the basis of percentage progress of the whole works under contract). Site office of minimum 38 sqm plinth area. | each | 1 | 508581.43 | 508581.43 | 4111310
110 | DT3 | U3 | P3 | D3 | C2 | Z1 | 12-310-20 | Bailing out of water with all leads and lifts by manual labour or pump, with all arrangements for protection of ring bund and side slopes of foundation pit against erosion or washout etc. complete (actual volume of work will be measured by sounding method before starting the work) as per direction of Engineer in charge. by pump. | cum | 8325 | 7.46 | 62104.5 | 4111310
111 | DT3 | U3 | P3 | D3 | C2 | Z1 | 16-490-20 | Earth work by manual labour in all kinds of soil for excavation/ re-excavation of pond/ tank and constructing bank as per design and specification, throwing the spoil earth in layers of 150mm including breaking clods, dressing, profiling etc. complete with all leads and lifts as per direction of Engineer in charge. For slushy or percolating soil. | cum | 2427.5 | 250.62 | 608380.05 | 4111310
112 | DT3 | U3 | P3 | D3 | C2 | Z1 | 16-410 | Earth work by Mechanical Excavator (Long Boom) in all kinds of soil in excavation / re-excavation of channel/canal/khal etc. including disposal of spoil-soil upto 30m away from the point of excavation with rough dressing and levelling etc. complete as per direction of Engineer-in-Charge. | cum | 7344.3352 | 126.47 | 928838.0702 | 4111310
113 | DT3 | U3 | P3 | D3 | C2 | Z1 | 16-420 | Extra Rate for every additional shift of Dredged/Excavated earth or shifting of earth by Mechanical Excavator (Long Boom) of 30m or part thereof beyond the initial shift of 30m upto a maximum of 9 shift for all kind of earthwork shift. (Unit: per shift per cum). No. of shift = ... Nos. | pspc | 7344.3352 | 40.04 | 294067.1806 | 4111310
114 | DT3 | U3 | P3 | D3 | C2 | Z1 | 16-430-10 | Extra Rate for Carriage of Dredged earth/Excavated earth or shifting of earth by dump truck including loading, unloading complete as per direction of Engineer in charge. Carriage by Dump Truck: Up to 1.0 km | cum | 1691.8718 | 84.64 | 143200.0308 | 4111310
115 | DT3 | U3 | P3 | D3 | C2 | Z1 | 16-150-10 | Compaction of earth in constructing/resectioning of embankment/ canal bank/road/river slopes etc. by mechanical equipment to attain 85% / 90% maximum dry density at optimum moisture content with reference to laboratory density test AASTHO-180 modified hammer in all kinds of soils as per direction of Engineer in charge. 0.0m to 6.0m height and above, with 85% compaction. | cum | 9036.207 | 31.23 | 282200.7446 | 4111310
116 | DT3 | U3 | P3 | D3 | C2 | Z1 | 16-310-20 | Providing clay blanket/clay core by carried earth supplied at contractor's own cost (including royalty) in different thickness over embankment crest and side slopes/embankment core/bed and slope of irrigation canal/crest and side slopes of irrigation canal dykes etc. with selected clay (clay content minimum 80% and silt content maximum 20%) including throwing clay in layers not exceeding 150mm in thickness, clod breaking, benching the side slopes, and compacting to 85% maximum dry density at optimum moisture content with suitable equipment, dressing etc. complete (clay blanket should be extended upto 0.5m below the berm on the outside of embankment/ irrigation canal dyke etc.) as per design, specification and direction of Engineer in charge. Carried by truck/boat or any means: 300m to 1.0km. | cum | 676.782 | 541.48 | 366463.9174 | 4111310
117 | DT3 | U3 | P3 | D3 | C2 | Z1 | 16-310-30 | Providing clay blanket/clay core by carried earth supplied at contractor's own cost (including royalty) in different thickness over embankment crest and side slopes/embankment core/bed and slope of irrigation canal/crest and side slopes of irrigation canal dykes etc. with selected clay (clay content minimum 80% and silt content maximum 20%) including throwing clay in layers not exceeding 150mm in thickness, clod breaking, benching the side slopes, and compacting to 85% maximum dry density at optimum moisture content with suitable equipment, dressing etc. complete (clay blanket should be extended upto 0.5m below the berm on the outside of embankment/ irrigation canal dyke etc.) as per design, specification and direction of Engineer in charge. Carried by truck/boat or any means: 1.0km to 5.0km. (Extra rate) | cum | 676.782 | 49.09 | 33223.2284 | 4111310
118 | DT3 | U3 | P3 | D3 | C2 | Z1 | 16-500 | Earth work in excavation of foundation trenches in all kinds of soils including levelling, dressing, placing, removal of spoils to a safe distance with initial lead of 30m and lift of 1.5m as per direction of Engineer in charge. | cum | 1061.3515 | 238.12 | 252729.0168 | 4111317
119 | DT3 | U3 | P3 | D3 | C2 | Z1 | 16-620-30 | Shoring for slope protection of foundation trench, canal, embankment, road, pond etc. as per design slopes, grades including removal of spoils to a safe distance as per direction of Engineer in charge. By local hard wood ballah post of 6.0m length, 125mm dia, 1.0m c/c, and 2.0m drive with 6.0m long bamboo of avarage 75mm dia, @ 1.0m c/c and 2.0m drive with drum sheet walling and average 70mm dia half split bamboo batten @ 2.0m c/c fixed with nails. | sqm | 24.1 | 1014.47 | 24448.727 | 4111317
120 | DT3 | U3 | P3 | D3 | C2 | Z1 | 16-540-20 | Supplying and filling sand in foundation of hydraulic structures, buildings and in protective works with selected sand, in 150mm thick layer, including levelling, dressing, ramming, watering etc. complete (compacted to 50% relative density by manual labour using mallet/ vibro compactor) as per direction of Engineer in charge. Sand of FM>=1.50 | cum | 292.2559 | 1382.06 | 403915.1892 | 4111317
121 | DT3 | U3 | P3 | D3 | C2 | Z1 | 20-100-10 | Single brick flat soling including preparation of bed, sand filling (FM>=0.50), levelling, dressing and sand blinding in foundation or floor with supply of all materials etc. complete and as per direction of Engineer in charge. With 1st class bricks | sqm | 5.4 | 445.19 | 2404.026 | 4111317
122 | DT3 | U3 | P3 | D3 | C2 | Z1 | 20-200-10 | Brick work with 1st. class bricks in cement mortar (sand of FM>=1.50) in foundation and plinth, including soaking bricks in clean water for 6 hours, cleaning the bricks, raking out joints, staging, sorting, curing at least for 7 days, including supply of all materials etc. complete and as per direction of Engineer in charge. proportion: 1:4 | cum | 39.6767 | 7340.25 | 291237.1357 | 4111317
123 | DT3 | U3 | P3 | D3 | C2 | Z1 | 20-220-10 | Extra rate for brick work in superstructure in different stories, over the rates of brick work in foundation and plinth: Ground floor superstructure | cum | 29.9736 | 205.43 | 6157.4828 | 4111317
124 | DT3 | U3 | P3 | D3 | C2 | Z1 | 24-100-10 | Minimum 20mm thick sand cement plaster, (sand of FM>=1.3) in ground floor, including scaffolding, raking out joints, making sharp edges and corners, cleaning the surface, curing for at least seven days etc. complete including the cost of all materials and as per direction of Engineer in charge. proportion 1:4 | sqm | 121.565 | 397.03 | 48264.952 | 4111317
125 | DT3 | U3 | P3 | D3 | C2 | Z1 | 24-180 | Neat cement finishing on plaster surfaces just after initial setting of plaster in all floors including curing at least for seven days with supply of all materials etc complete as per direction of Engineer in charge. | sqm | 121.565 | 107.4 | 13056.081 | 4111317
126 | DT3 | U3 | P3 | D3 | C2 | Z1 | 28-120-30 | Cement concrete work in leanest mix. 1:3:6 with sand of FM>=1.5, in foundation or floor including breaking, screening, grading and washing aggregates with clear water, mixing, laying in position, consolidation to levels, curing, including supply of all materials, excluding the cost of formworks etc. complete as per direction of Engineer in charge. With 25mm down graded stone shingles. | cum | 22.1936 | 11223.56 | 249091.0609 | 4111317
127 | DT3 | U3 | P3 | D3 | C2 | Z1 | 76-120-10 | M.S. Work for reinforcement with deformed M.S. bar, fy=400 N/mm², (made from billet) in RCC works, including local handling, cutting, forging, bending, cleaning and fabrication with supply of deformed M.S. bar in different sizes and binding with 22 to 18 gages G.I. wire etc. complete including the cost of all materials as per direction of Engineer in charge. 8mm dia to 30mm dia. | kg | 47970.6661 | 102.44 | 4914115.0397 | 4111317
128 | DT3 | U3 | P3 | D3 | C2 | Z1 | 76-170 | M.S. Work in plates, angles, channels, flat bars, Tees etc. including fabricating, machining, cutting, bending, welding, forging, drilling, revetting, embedding anchor bars, staging and fitting, fixing, local handling etc. comlpete with energy consumption and supply of labours including the cost of materials as per design, specification and direction of Engineer in charge. | kg | 10.9055 | 161.49 | 1761.1292 | 4111317
129 | DT3 | U3 | P3 | D3 | C2 | Z1 | 28-200-10 | Reinforced cement concrete work in leanest mix. 1:1.5:3, with 20mm down graded coarse aggregates and sand of FM>2.0 to FM<=2.5, to attain a minimum 28 day cylinder strength of 22.0 N/mm², including breaking, screening, grading, ashing aggregates with clean water, mixing, laying in forms, consolidation to levels, curing, including supply of all materials, excluding cost of M.S. work for reinforcements and formworks etc. complete and as per direction of Engineer in charge. with stone chips | cum | 596.6057 | 14880.26 | 8877648.1864 | 4111317
130 | DT3 | U3 | P3 | D3 | C2 | Z1 | 36-150-60 | Formwork for centering and water tight shuttering as per drawing with 14 BWG M.S. sheet, fitted and fixed with 40mmx40mmx6mm M.S. angle frame and 25mmx6mm F.I. bar stiffener, with necessary fabrication, welding, making the forms including fitting, fixing of steel forms with necessary ties, battens, struts, nuts & bolts, props etc. as per desired shape and size including levelling and removing the forms after specified period including the cost of all materials as per direction of Engineer in charge. Footing, footing beams, grade beams, foundation slab with 60-80mm dia barrack bamboo props. | sqm | 1212.5844 | 924.95 | 1121579.9232 | 4111317
131 | DT3 | U3 | P3 | D3 | C2 | Z1 | 36-150-10 | Formwork for centering and water tight shuttering as per drawing with 14 BWG M.S. sheet, fitted and fixed with 40mmx40mmx6mm M.S. angle frame and 25mmx6mm F.I. bar stiffener, with necessary fabrication, welding, making the forms including fitting, fixing of steel forms with necessary ties, battens, struts, nuts & bolts, props etc. as per desired shape and size including levelling and removing the forms after specified period including the cost of all materials as per direction of Engineer in charge. Vertical and inclined walls, columns, piers with 60-80mm dia barrack bamboo props. | sqm | 2040.5727 | 1143.84 | 2334088.6554 | 4111317
132 | DT3 | U3 | P3 | D3 | C2 | Z1 | 44-200 | Construction of pile yard for casting RCC pile with 50mm thick cement concrete (1:3:6) with cement, sand (FM>=1.5) and 20mm down graded picked jhama or 1st class brick chips including breaking, screening, grading and washing chips, mixing, laying and compacting to levels, over a brick flat soling with 1st class bricks including preparation of base, sand filling to make a level base, ramming and sand blinding with sand of FM>=0.8 etc. complete with neat cement finish over the concrete surface including the cost for supply of all materials and as per direction of Engineer in charge. | sqm | 296 | 774.25 | 229178 | 4111317
133 | DT3 | U3 | P3 | D3 | C2 | Z1 | 44-110 | Manufacturing, supplying and fitting fixing M.S. Shoe at RCC pile tip with tip area 20mmx20mm, butt area 135mmx135mm and height 200mm, fabricated with 6mm thick 4 nos M.S. plate (20mmx135mmx200mm) at sides and one plate (20mmx20mm) at tip, having 6mm thick continuous fillet weld at all joints and 16mm dia 500mm long anchor bar welded to the tip plate at one end and hooked at the other end etc. complete including cost of all materials and as per direction of Engineer in charge. | each | 32 | 1211.78 | 38776.96 | 4111317
134 | DT3 | U3 | P3 | D3 | C2 | Z1 | 44-100-40 | Driving precast RCC pile upto 15.0 m length including layout, providing center line and Bench Mark pillars, carriage of piles from yard to driving point and driving through hard strata, if any, including the cost of installation, demobilization and carriage of all equipments, auxillary items, labours, materials etc. complete, as per direction of Engineer in charge. Size 350mm x 350mm | m | 384 | 866.68 | 332805.12 | 4111317
135 | DT3 | U3 | P3 | D3 | C2 | Z1 | 44-140 | Labour for breaking of head of cast in situ bored pile/precast pile upto required length by any means and removing the dismantled materials such as concrete to a safe distance including scrapping and removing concrete from steel/M.S. rods, all sorts of handling, stacking the same properly after clearing, levelling and dressing the site and clearing the river bed etc. complete as per direction of Engineer in charge. | cum | 1.7525 | 3585.89 | 6284.2005 | 4111317
136 | DT3 | U3 | P3 | D3 | C2 | Z1 | 40-230-40 | Manufacturing and supplying C.C. blocks in leanest mix. 1:2:4 with cement, sand (FM>=2.0) and Stone Chips (40mm down graded) to attain a 28 days cylinder strength of 18 N/mm² including grading, washing stone chips, mixing, laying in forms, consolidation, curing for at least 21 days, including preparation of platform, shuttering and stacking in measurable stacks etc. complete including supply of all materials (steel shutter to be used) as per direction of Engineer in charge. Block Size: 40cmx40cmx20cm. | each | 780 | 497.57 | 388104.6 | 4111317
137 | DT3 | U3 | P3 | D3 | C2 | Z1 | 40-270-10 | Labour charge for protective works in laying CC blocks of different sizes including preparation of base, watering and ramming of base etc. complete as per direction of Engineer in charge. Within 200 m. | cum | 24.96 | 1395.03 | 34819.9488 | 4111317
138 | DT3 | U3 | P3 | D3 | C2 | Z1 | 28-100-20 | Cement concrete work in leanest mix. 1:4:8, with sand of M>=1.5, in foundation or floor, including breaking, screening, grading and washing aggregates with clear water, mixing, laying in position, consolidation to levels, curing, including supply of all materials, excluding the cost of formworks etc. complete as per direction of Engineer in charge. With 25mm down graded stone chips. | cum | 1.6813 | 12626.23 | 21228.9224 | 4111317
139 | DT3 | U3 | P3 | D3 | C2 | Z1 | 30 | Supplying, fitting and fixing of paving tiles of size : 300mm x 300mm of approved colour, quality and design in pavement walkway up to required length, breadth and height, set in 20mm thick cement mortar (1:4), including cutting & edging the tiles where necessary filling the joints by white cement and matching colour including the cost of all materials etc. complete as per direction of Engineer in charge. | sqm | 589.2 | 1631.06 | 961020.552 | 4111317
140 | DT3 | U3 | P3 | D3 | C2 | Z1 | 64-160-10 | Supplying, fitting and fixing glazed tiles of approved size, colour, quality and design in floors/ walls upto required length, breadth and height, set in 20mm thick cement mortar (1:4), including cutting & edging the tiles where necessary filling the joints by white cement and matching colour including the cost of all materials etc. complete as per direction of Engineer in charge. Various size (on walls). | sqm | 61.3256 | 1810.37 | 111022.0265 | 4111317
141 | DT3 | U3 | P3 | D3 | C2 | Z1 | 64-160-20 | Supplying, fitting and fixing glazed tiles of approved size, colour, quality and design in floors/ walls upto required length, breadth and height, set in 20mm thick cement mortar (1:4), including cutting & edging the tiles where necessary filling the joints by white cement and matching colour including the cost of all materials etc. complete as per direction of Engineer in charge. Various size (on floors). | sqm | 41.4978 | 1955.44 | 81146.458 | 4111317
142 | DT3 | U3 | P3 | D3 | C2 | Z1 | 04-530 | Supplying, fitting and fixing 12 BWG galvanised barbed wire fencing (single line) with 2 ply wire, 4 points 100mm apart, fitted with balli posts/ angle posts etc. with necessary nails/ G.I. wire (2 ply 16 BWG) etc. complete as per direction of Engineer in charge (excluding the cost of posts). | m | 5257.9 | 25.12 | 132078.448 | 4111317
143 | DT3 | U3 | P3 | D3 | C2 | Z1 | 40-540-20 | Supplying and laying stone chips as filter in two layers (Top and bottom) as per specific size ranges and gradation including preparation of surface, grading, compacting each layer etc. complete with supply of all materials and as per direction of Engineer in charge. Well graded between 40mm to 20mm size. | cum | 1.16 | 7710.91 | 8944.6556 | 4111317
144 | DT3 | U3 | P3 | D3 | C2 | Z1 | 40-540-30 | Supplying and laying stone chips as filter in two layers (Top and bottom) as per specific size ranges and gradation including preparation of surface, grading, compacting each layer etc. complete with supply of all materials and as per direction of Engineer in charge. Well graded between 20mm to 5mm size. (Combination of sub-items 10 & 30 or 20 & 30 shall be used). | cum | 3.99 | 8438.15 | 33668.2185 | 4111317
145 | DT3 | U3 | P3 | D3 | C2 | Z1 | 40-550-20 | Supplying and laying sand as filter layers as per specific size ranges and gradation including preparation of surface, compacting in layer etc. complete with supply of all materials and as per direction of Engineer in charge. FM : 1.5 to 2.0 | cum | 2.1414 | 2025.5 | 4337.4817 | 4111317
146 | DT3 | U3 | P3 | D3 | C2 | Z1 | 64-500-10 | Supplying, fitting and fixing C.I. sheet roofing, with G.I.nuts, limped, washers, screws, bolts etc. and fitting, fixing with 76mm hooks with at least 2 pitch lapping etc. complete, including the cost of all materials as per direction of Engineer in charge. 0.63mm or 24 BWG C.I. sheet. | sqm | 13.9925 | 754.6 | 10558.7405 | 4111317
147 | DT3 | U3 | P3 | D3 | C2 | Z1 | 36 | Supplying of 100mm dia PVC pipe including all necessary cost etc. complete as per direction of Engineer in charge. | m | 1.2 | 109.09 | 130.908 | 4111317
148 | DT3 | U3 | P3 | D3 | C2 | Z1 | 37 | Supplying of 25mm dia PVC pipe including all necessary cost etc. complete as per direction of Engineer in charge. | m | 23.5 | 29.83 | 701.005 | 4111317
149 | DT3 | U3 | P3 | D3 | C2 | Z1 | 80-340-30 | Supplying, fitting and fixing of gate valve of approved quality: 25mm dia | each | 6 | 590.27 | 3541.62 | 4111317
150 | DT3 | U3 | P3 | D3 | C2 | Z1 | 80-100-10 | Supplying and sinking 40mm dia G.I. tubewell pipe including test boring and hiring of all necessary equipments with all necessary fittings as required etc. all complete including the cost of all materials as per direction of Engineer in charge. Depth upto 60m. | m | 14.7 | 380.45 | 5592.615 | 4111317
151 | DT3 | U3 | P3 | D3 | C2 | Z1 | 80-140 | Supplying, fitting and fixing pump No. 6 for 40mm dia tubewell, as per approved quality with all accessories etc. complete including the cost of all materials as per direction of Engineer in charge. | each | 2 | 2861.35 | 5722.7 | 4111317
152 | DT3 | U3 | P3 | D3 | C2 | Z1 | 41 | Solar water pumping system (Average Flow rate : Minimum 40 liter/min, Centrifugal pump, 12 - 24 Volt DC Motor 1 HP, RPM 3000 Max., Panel power 900 - 1000 W, Charge Controller, Suction and delivery pipe of 38mm diameter, Cable, Mounting Structure & other accessories). | each | 2 | 112000 | 224000 | 4111317
153 | DT3 | U3 | P3 | D3 | C2 | Z1 | 80-205-30 | Supplying and installation of plastic overhead water tank including carriage and all accessories except preparation of base and cost of overflow pipe, of different capacity and size with cover and ball valve including fitting fixing inlet and outlet etc. complete as per direction of Engineer-in-charge. Capacity: 1000 ltr | each | 4 | 12744.84 | 50979.36 | 4111317
154 | DT3 | U3 | P3 | D3 | C2 | Z1 | 43 | Supplying, fitting and fixing Stainless Steel (SS) Railing for stair of Pond Sand Filter (PSF) as per drawing, design including welding and fixing etc. all complete as per direction of Engineer in charge. | sqm | 25 | 3129.43 | 78235.75 | 4111317
155 | DT3 | U3 | P3 | D3 | C2 | Z1 | 48-100 | Fine dressing and close turfing of the slopes and the crest of embankment with 75mm thick, good quality durba or charkanta sods of size 200mm x 200mm, with all leads and lifts, including ramming, watering until the turf grows properly, aintaining etc. complete (measurement will be given on well grown grass only) as per direction of Engineer in charge. | sqm | 1857.78 | 32.97 | 61251.0066 | 4111317
156 | DT3 | U3 | P3 | D3 | C2 | Z1 | 48-220 | Plantation of all kinds of timber plants and fruit plants such as Mehegany, Teak, Sal, Chamble, Mango, Jack, Lichi, Kul etc including cutting earth and supplying at site average 1.0m height plant, including putting manure by digging 45cm dia hole, to a depth of average 30cm, supplying and mixing 7.56 kg of manure, tieing the plant with 1.50m split bamboo post and keeping it wet for one month before plantation including guarding the plant for 6 months as per direction of Engineer in Charge. | each | 156 | 338.2 | 52759.2 | 4113102
157 | DT3 | U3 | P3 | D3 | C2 | Z1 | 72-100-10 | Plastic emulsion painting to walls and ceiling including sand papering the surface, scaffolding etc. complete, with all necessary lime cement putty to surface including the cost of all materials, as per direction of Engineer in charge: 3 coats. | sqm | 1.1 | 137.69 | 151.459 | 4111317
158 | DT3 | U3 | P3 | D3 | C2 | Z1 | 56-140-20 | Brick on end edging (single layer) across the road, with 1st class bricks, including cutting trenches true to enavel and grade, sand filliing (FM>=0.5), 40mm thick, sand blinding, levelling, dressing, ramming sides properly including supply of all materials etc. complete as per direction of Engineer in charge. 125 mm thick. | m | 0 | 0 | 0 | 4111317
159 | DT3 | U3 | P3 | D3 | C2 | Z1 | 40-230-35 | Manufacturing and supplying C.C. blocks in leanest mix. 1:2:4 with cement, sand (FM>=2.0) and Stone Chips (40mm down graded) to attain a 28 days cylinder strength of 18 N/mm² including grading, washing stone chips, mixing, laying in forms, consolidation, curing for at least 21 days, including preparation of platform, shuttering and stacking in measurable stacks etc. complete including supply of all materials (steel shutter to be used) as per direction of Engineer in charge. Block Size: 40cmx40cmx40cm. | each | 0 | 0 | 0 | 4111317
160 | DT3 | U3 | P3 | D3 | C2 | Z1 | 40-520-30 | Supplying and laying dry 1st class or pick jhama chips as filter in two layers (top and bottom) as per specific size, range and gradation, including breaking chips, grading, preparation of surface, compacting each layer etc. complete with supply of all materials and as per direction of Engineer in charge: Well graded between 20mm to 5mm size. (Combination of sub-item 10 & 30 or 20 & 30 shall be used) | cum | 0 | 0 | 0 | 4111317
161 | DT3 | U3 | P3 | D3 | C2 | Z1 | 20-514 | Rubber Seal : (w=100mm, t=16mm, b=45mm). | m | 28.704 | 450 | 12916.8 | 4111317
162 | DT4 | U4 | P4 | D4 | C3 | Z2 | 16-100 | Erection of bamboo profile with full bamboo posts and pegs not less than 60mm in diameter and coir strings etc. complete as per direction of Engineer in charge. | each | 105 | 367.41 | 38578.05 | 4111310
163 | DT4 | U4 | P4 | D4 | C3 | Z2 | 04-700-10 | Erection and maintenance of site office and removal of the same after completion of work as per approved plans & drawings for the use of the Engineer-in-charge & his staff, Task force and field laboratory with adequate foundation, brick walls, acceptable outside & inside wall surface, concrete floor with floor tiles, false ceiling of gypsum board, windows are to be glazed & provided with steel grill & screen/blinds, doors with approved locks, furniture & fittings of approved quality, equipment & plant of approved quality, electricity, running water, sewerage, security fencing, 5 KVA stand-bye generator, IBM compatible PC with monitor, uninterruptible power supply (UPS), LaserJet printer (minimum 25 ppm), first aid-box, safety helmet, level/theodolite/EDM, consumables, stationeries, day & night guards & a tea boy and site office shall be ready for occupation by the Engineer-in-charge within 28 days of commencement of work, etc. complete as per direction of Engineer-in-charge. (This is a time related item; proportionate payment for this item shall be made distributing in each bill on the basis of percentage progress of the whole works under contract). Site office of minimum 38 sqm plinth area. | each | 1 | 508581.43 | 508581.43 | 4111310
164 | DT4 | U4 | P4 | D4 | C3 | Z2 | 12-310-20 | Bailing out of water with all leads and lifts by manual labour or pump, with all arrangements for protection of ring bund and side slopes of foundation pit against erosion or washout etc. complete (actual volume of work will be measured by sounding method before starting the work) as per direction of Engineer in charge. by pump. | cum | 18975 | 7.46 | 141553.5 | 4111310
165 | DT4 | U4 | P4 | D4 | C3 | Z2 | 16-490-20 | Earth work by manual labour in all kinds of soil for excavation/ re-excavation of pond/ tank and constructing bank as per design and specification, throwing the spoil earth in layers of 150mm including breaking clods, dressing, profiling etc. complete with all leads and lifts as per direction of Engineer in charge. For slushy or percolating soil. | cum | 10312.5 | 250.62 | 2584518.75 | 4111310
166 | DT4 | U4 | P4 | D4 | C3 | Z2 | 16-410 | Earth work by Mechanical Excavator (Long Boom) in all kinds of soil in excavation / re-excavation of channel/canal/khal etc. including disposal of spoil-soil upto 30m away from the point of excavation with rough dressing and levelling etc. complete as per direction of Engineer-in-Charge. | cum | 219847.3637 | 126.47 | 27804096.0829 | 4111310
167 | DT4 | U4 | P4 | D4 | C3 | Z2 | 16-420 | Extra Rate for every additional shift of Dredged/Excavated earth or shifting of earth by Mechanical Excavator (Long Boom) of 30m or part thereof beyond the initial shift of 30m upto a maximum of 9 shift for all kind of earthwork shift. (Unit: per shift per cum). No. of shift = ... Nos. | pspc | 33336 | 120.12 | 4004320.32 | 4111310
168 | DT4 | U4 | P4 | D4 | C3 | Z2 | 16-430-10 | Extra Rate for Carriage of Dredged earth/Excavated earth or shifting of earth by dump truck including loading, unloading complete as per direction of Engineer in charge. Carriage by Dump Truck: Up to 1.0 km | cum | 186511.3637 | 84.64 | 15786321.8207 | 4111310
169 | DT4 | U4 | P4 | D4 | C3 | Z2 | 16-150-10 | Compaction of earth in constructing/resectioning of embankment/ canal bank/road/river slopes etc. by mechanical equipment to attain 85% / 90% maximum dry density at optimum moisture content with reference to laboratory density test AASTHO-180 modified hammer in all kinds of soils as per direction of Engineer in charge. 0.0m to 6.0m height and above, with 85% compaction. | cum | 33336 | 31.23 | 1041083.28 | 4111310
170 | DT4 | U4 | P4 | D4 | C3 | Z2 | 16-310-20 | Providing clay blanket/clay core by carried earth supplied at contractor's own cost (including royalty) in different thickness over embankment crest and side slopes/embankment core/bed and slope of irrigation canal/crest and side slopes of irrigation canal dykes etc. with selected clay (clay content minimum 80% and silt content maximum 20%) including throwing clay in layers not exceeding 150mm in thickness, clod breaking, benching the side slopes, and compacting to 85% maximum dry density at optimum moisture content with suitable equipment, dressing etc. complete (clay blanket should be extended upto 0.5m below the berm on the outside of embankment/ irrigation canal dyke etc.) as per design, specification and direction of Engineer in charge. Carried by truck/boat or any means: 300m to 1.0km. | cum | 7903.83 | 541.48 | 4279765.8684 | 4111310
171 | DT4 | U4 | P4 | D4 | C3 | Z2 | 16-310-30 | Providing clay blanket/clay core by carried earth supplied at contractor's own cost (including royalty) in different thickness over embankment crest and side slopes/embankment core/bed and slope of irrigation canal/crest and side slopes of irrigation canal dykes etc. with selected clay (clay content minimum 80% and silt content maximum 20%) including throwing clay in layers not exceeding 150mm in thickness, clod breaking, benching the side slopes, and compacting to 85% maximum dry density at optimum moisture content with suitable equipment, dressing etc. complete (clay blanket should be extended upto 0.5m below the berm on the outside of embankment/ irrigation canal dyke etc.) as per design, specification and direction of Engineer in charge. Carried by truck/boat or any means: 1.0km to 5.0km. (Extra rate) | cum | 7903.83 | 49.09 | 387999.0147 | 4111310
172 | DT4 | U4 | P4 | D4 | C3 | Z2 | 16-500 | Earth work in excavation of foundation trenches in all kinds of soils including levelling, dressing, placing, removal of spoils to a safe distance with initial lead of 30m and lift of 1.5m as per direction of Engineer in charge. | cum | 4209.0262 | 238.12 | 1002253.3104 | 4111317
173 | DT4 | U4 | P4 | D4 | C3 | Z2 | 16-620-30 | Shoring for slope protection of foundation trench, canal, embankment, road, pond etc. as per design slopes, grades including removal of spoils to a safe distance as per direction of Engineer in charge. By local hard wood ballah post of 6.0m length, 125mm dia, 1.0m c/c, and 2.0m drive with 6.0m long bamboo of avarage 75mm dia, @ 1.0m c/c and 2.0m drive with drum sheet walling and average 70mm dia half split bamboo batten @ 2.0m c/c fixed with nails. | sqm | 48.2 | 1014.47 | 48897.454 | 4111317
174 | DT4 | U4 | P4 | D4 | C3 | Z2 | 16-540-20 | Supplying and filling sand in foundation of hydraulic structures, buildings and in protective works with selected sand, in 150mm thick layer, including levelling, dressing, ramming, watering etc. complete (compacted to 50% relative density by manual labour using mallet/ vibro compactor) as per direction of Engineer in charge. Sand of FM>=1.50 | cum | 660.3566 | 1865.68 | 1232014.1015 | 4111317
175 | DT4 | U4 | P4 | D4 | C3 | Z2 | 20-100-10 | Single brick flat soling including preparation of bed, sand filling (FM>=0.50), levelling, dressing and sand blinding in foundation or floor with supply of all materials etc. complete and as per direction of Engineer in charge. With 1st class bricks | sqm | 10.8 | 445.19 | 4808.052 | 4111317
176 | DT4 | U4 | P4 | D4 | C3 | Z2 | 20-200-10 | Brick work with 1st. class bricks in cement mortar (sand of FM>=1.50) in foundation and plinth, including soaking bricks in clean water for 6 hours, cleaning the bricks, raking out joints, staging, sorting, curing at least for 7 days, including supply of all materials etc. complete and as per direction of Engineer in charge. proportion: 1:4 | cum | 162.5542 | 7462.31 | 1213029.8695 | 4111317
177 | DT4 | U4 | P4 | D4 | C3 | Z2 | 20-220-10 | Extra rate for brick work in superstructure in different stories, over the rates of brick work in foundation and plinth: Ground floor superstructure | cum | 59.3875 | 205.43 | 12199.9644 | 4111317
178 | DT4 | U4 | P4 | D4 | C3 | Z2 | 24-100-10 | Minimum 20mm thick sand cement plaster, (sand of FM>=1.3) in ground floor, including scaffolding, raking out joints, making sharp edges and corners, cleaning the surface, curing for at least seven days etc. complete including the cost of all materials and as per direction of Engineer in charge. proportion 1:4 | sqm | 243.13 | 402.01 | 97740.6913 | 4111317
179 | DT4 | U4 | P4 | D4 | C3 | Z2 | 24-180 | Neat cement finishing on plaster surfaces just after initial setting of plaster in all floors including curing at least for seven days with supply of all materials etc complete as per direction of Engineer in charge. | sqm | 243.13 | 107.4 | 26112.162 | 4111317
180 | DT4 | U4 | P4 | D4 | C3 | Z2 | 28-120-30 | Cement concrete work in leanest mix. 1:3:6 with sand of FM>=1.5, in foundation or floor including breaking, screening, grading and washing aggregates with clear water, mixing, laying in position, consolidation to levels, curing, including supply of all materials, excluding the cost of formworks etc. complete as per direction of Engineer in charge. With 25mm down graded stone shingles. | cum | 216.1938 | 12239.72 | 2646151.1187 | 4111317
181 | DT4 | U4 | P4 | D4 | C3 | Z2 | 76-120-10 | M.S. Work for reinforcement with deformed M.S. bar, fy=400 N/mm², (made from billet) in RCC works, including local handling, cutting, forging, bending, cleaning and fabrication with supply of deformed M.S. bar in different sizes and binding with 22 to 18 gages G.I. wire etc. complete including the cost of all materials as per direction of Engineer in charge. 8mm dia to 30mm dia. | kg | 155443.4949 | 102.44 | 15923631.6173 | 4111317
182 | DT4 | U4 | P4 | D4 | C3 | Z2 | 76-170 | M.S. Work in plates, angles, channels, flat bars, Tees etc. including fabricating, machining, cutting, bending, welding, forging, drilling, revetting, embedding anchor bars, staging and fitting, fixing, local handling etc. comlpete with energy consumption and supply of labours including the cost of materials as per design, specification and direction of Engineer in charge. | kg | 1423.9395 | 161.49 | 229951.9899 | 4111317
183 | DT4 | U4 | P4 | D4 | C3 | Z2 | 28-200-10 | Reinforced cement concrete work in leanest mix. 1:1.5:3, with 20mm down graded coarse aggregates and sand of FM>2.0 to FM<=2.5, to attain a minimum 28 day cylinder strength of 22.0 N/mm², including breaking, screening, grading, ashing aggregates with clean water, mixing, laying in forms, consolidation to levels, curing, including supply of all materials, excluding cost of M.S. work for reinforcements and formworks etc. complete and as per direction of Engineer in charge. with stone chips | cum | 5684.3489 | 15835.23 | 90012972.4059 | 4111317
184 | DT4 | U4 | P4 | D4 | C3 | Z2 | 36-150-60 | Formwork for centering and water tight shuttering as per drawing with 14 BWG M.S. sheet, fitted and fixed with 40mmx40mmx6mm M.S. angle frame and 25mmx6mm F.I. bar stiffener, with necessary fabrication, welding, making the forms including fitting, fixing of steel forms with necessary ties, battens, struts, nuts & bolts, props etc. as per desired shape and size including levelling and removing the forms after specified period including the cost of all materials as per direction of Engineer in charge. Footing, footing beams, grade beams, foundation slab with 60-80mm dia barrack bamboo props. | sqm | 3834.5534 | 924.95 | 3546770.1965 | 4111317
185 | DT4 | U4 | P4 | D4 | C3 | Z2 | 36-150-10 | Formwork for centering and water tight shuttering as per drawing with 14 BWG M.S. sheet, fitted and fixed with 40mmx40mmx6mm M.S. angle frame and 25mmx6mm F.I. bar stiffener, with necessary fabrication, welding, making the forms including fitting, fixing of steel forms with necessary ties, battens, struts, nuts & bolts, props etc. as per desired shape and size including levelling and removing the forms after specified period including the cost of all materials as per direction of Engineer in charge. Vertical and inclined walls, columns, piers with 60-80mm dia barrack bamboo props. | sqm | 7090.7592 | 1143.84 | 8110693.9724 | 4111317
186 | DT4 | U4 | P4 | D4 | C3 | Z2 | 44-200 | Construction of pile yard for casting RCC pile with 50mm thick cement concrete (1:3:6) with cement, sand (FM>=1.5) and 20mm down graded picked jhama or 1st class brick chips including breaking, screening, grading and washing chips, mixing, laying and compacting to levels, over a brick flat soling with 1st class bricks including preparation of base, sand filling to make a level base, ramming and sand blinding with sand of FM>=0.8 etc. complete with neat cement finish over the concrete surface including the cost for supply of all materials and as per direction of Engineer in charge. | sqm | 592 | 785.08 | 464767.36 | 4111317
187 | DT4 | U4 | P4 | D4 | C3 | Z2 | 44-110 | Manufacturing, supplying and fitting fixing M.S. Shoe at RCC pile tip with tip area 20mmx20mm, butt area 135mmx135mm and height 200mm, fabricated with 6mm thick 4 nos M.S. plate (20mmx135mmx200mm) at sides and one plate (20mmx20mm) at tip, having 6mm thick continuous fillet weld at all joints and 16mm dia 500mm long anchor bar welded to the tip plate at one end and hooked at the other end etc. complete including cost of all materials and as per direction of Engineer in charge. | each | 64 | 1211.78 | 77553.92 | 4111317
188 | DT4 | U4 | P4 | D4 | C3 | Z2 | 44-100-40 | Driving precast RCC pile upto 15.0 m length including layout, providing center line and Bench Mark pillars, carriage of piles from yard to driving point and driving through hard strata, if any, including the cost of installation, demobilization and carriage of all equipments, auxillary items, labours, materials etc. complete, as per direction of Engineer in charge. Size 350mm x 350mm | m | 768 | 866.68 | 665610.24 | 4111317
189 | DT4 | U4 | P4 | D4 | C3 | Z2 | 44-140 | Labour for breaking of head of cast in situ bored pile/precast pile upto required length by any means and removing the dismantled materials such as concrete to a safe distance including scrapping and removing concrete from steel/M.S. rods, all sorts of handling, stacking the same properly after clearing, levelling and dressing the site and clearing the river bed etc. complete as per direction of Engineer in charge. | cum | 3.505 | 3585.89 | 12568.401 | 4111317
190 | DT4 | U4 | P4 | D4 | C3 | Z2 | 40-230-40 | Manufacturing and supplying C.C. blocks in leanest mix. 1:2:4 with cement, sand (FM>=2.0) and Stone Chips (40mm down graded) to attain a 28 days cylinder strength of 18 N/mm² including grading, washing stone chips, mixing, laying in forms, consolidation, curing for at least 21 days, including preparation of platform, shuttering and stacking in measurable stacks etc. complete including supply of all materials (steel shutter to be used) as per direction of Engineer in charge. Block Size: 40cmx40cmx20cm. | each | 4716 | 527.15 | 2486039.4 | 4111317
191 | DT4 | U4 | P4 | D4 | C3 | Z2 | 40-270-10 | Labour charge for protective works in laying CC blocks of different sizes including preparation of base, watering and ramming of base etc. complete as per direction of Engineer in charge. Within 200 m. | cum | 150.912 | 1395.03 | 210526.7674 | 4111317
192 | DT4 | U4 | P4 | D4 | C3 | Z2 | 28-100-20 | Cement concrete work in leanest mix. 1:4:8, with sand of M>=1.5, in foundation or floor, including breaking, screening, grading and washing aggregates with clear water, mixing, laying in position, consolidation to levels, curing, including supply of all materials, excluding the cost of formworks etc. complete as per direction of Engineer in charge. With 25mm down graded stone chips. | cum | 0.486 | 13785.62 | 6699.8113 | 4111317
193 | DT4 | U4 | P4 | D4 | C3 | Z2 | 30 | Supplying, fitting and fixing of paving tiles of size : 300mm x 300mm of approved colour, quality and design in pavement walkway up to required length, breadth and height, set in 20mm thick cement mortar (1:4), including cutting & edging the tiles where necessary filling the joints by white cement and matching colour including the cost of all materials etc. complete as per direction of Engineer in charge. | sqm | 1458 | 1631.06 | 2378085.48 | 4111317
194 | DT4 | U4 | P4 | D4 | C3 | Z2 | 64-160-10 | Supplying, fitting and fixing glazed tiles of approved size, colour, quality and design in floors/ walls upto required length, breadth and height, set in 20mm thick cement mortar (1:4), including cutting & edging the tiles where necessary filling the joints by white cement and matching colour including the cost of all materials etc. complete as per direction of Engineer in charge. Various size (on walls). | sqm | 569.6809 | 1821.33 | 1037576.9646 | 4111317
195 | DT4 | U4 | P4 | D4 | C3 | Z2 | 64-160-20 | Supplying, fitting and fixing glazed tiles of approved size, colour, quality and design in floors/ walls upto required length, breadth and height, set in 20mm thick cement mortar (1:4), including cutting & edging the tiles where necessary filling the joints by white cement and matching colour including the cost of all materials etc. complete as per direction of Engineer in charge. Various size (on floors). | sqm | 332.7648 | 1966.4 | 654348.7027 | 4111317
196 | DT4 | U4 | P4 | D4 | C3 | Z2 | 04-530 | Supplying, fitting and fixing 12 BWG galvanised barbed wire fencing (single line) with 2 ply wire, 4 points 100mm apart, fitted with balli posts/ angle posts etc. with necessary nails/ G.I. wire (2 ply 16 BWG) etc. complete as per direction of Engineer in charge (excluding the cost of posts). | m | 18455.5 | 25.12 | 463602.16 | 4111317
197 | DT4 | U4 | P4 | D4 | C3 | Z2 | 40-540-20 | Supplying and laying stone chips as filter in two layers (Top and bottom) as per specific size ranges and gradation including preparation of surface, grading, compacting each layer etc. complete with supply of all materials and as per direction of Engineer in charge. Well graded between 40mm to 20mm size. | cum | 3.7216 | 8559.35 | 31854.477 | 4111317
198 | DT4 | U4 | P4 | D4 | C3 | Z2 | 40-540-30 | Supplying and laying stone chips as filter in two layers (Top and bottom) as per specific size ranges and gradation including preparation of surface, grading, compacting each layer etc. complete with supply of all materials and as per direction of Engineer in charge. Well graded between 20mm to 5mm size. (Combination of sub-items 10 & 30 or 20 & 30 shall be used). | cum | 6.38 | 9407.8 | 60021.764 | 4111317
199 | DT4 | U4 | P4 | D4 | C3 | Z2 | 40-550-20 | Supplying and laying sand as filter layers as per specific size ranges and gradation including preparation of surface, compacting in layer etc. complete with supply of all materials and as per direction of Engineer in charge. FM : 1.5 to 2.0 | cum | 5.5824 | 2316.4 | 12931.0714 | 4111317
200 | DT4 | U4 | P4 | D4 | C3 | Z2 | 64-500-10 | Supplying, fitting and fixing C.I. sheet roofing, with G.I.nuts, limped, washers, screws, bolts etc. and fitting, fixing with 76mm hooks with at least 2 pitch lapping etc. complete, including the cost of all materials as per direction of Engineer in charge. 0.63mm or 24 BWG C.I. sheet. | sqm | 55.97 | 754.6 | 42234.962 | 4111317
201 | DT4 | U4 | P4 | D4 | C3 | Z2 | 36 | Supplying of 100mm dia PVC pipe including all necessary cost etc. complete as per direction of Engineer in charge. | m | 2.4 | 109.09 | 261.816 | 4111317
202 | DT4 | U4 | P4 | D4 | C3 | Z2 | 37 | Supplying of 25mm dia PVC pipe including all necessary cost etc. complete as per direction of Engineer in charge. | m | 66.4 | 29.83 | 1980.712 | 4111317
203 | DT4 | U4 | P4 | D4 | C3 | Z2 | 80-340-30 | Supplying, fitting and fixing of gate valve of approved quality: 25mm dia | each | 12 | 590.27 | 7083.24 | 4111317
204 | DT4 | U4 | P4 | D4 | C3 | Z2 | 80-100-10 | Supplying and sinking 40mm dia G.I. tubewell pipe including test boring and hiring of all necessary equipments with all necessary fittings as required etc. all complete including the cost of all materials as per direction of Engineer in charge. Depth upto 60m. | m | 32 | 380.45 | 12174.4 | 4111317
205 | DT4 | U4 | P4 | D4 | C3 | Z2 | 80-140 | Supplying, fitting and fixing pump No. 6 for 40mm dia tubewell, as per approved quality with all accessories etc. complete including the cost of all materials as per direction of Engineer in charge. | each | 4 | 2861.35 | 11445.4 | 4111317
206 | DT4 | U4 | P4 | D4 | C3 | Z2 | 41 | Solar water pumping system (Average Flow rate : Minimum 40 liter/min, Centrifugal pump, 12 - 24 Volt DC Motor 1 HP, RPM 3000 Max., Panel power 900 - 1000 W, Charge Controller, Suction and delivery pipe of 38mm diameter, Cable, Mounting Structure & other accessories). | each | 4 | 112000 | 448000 | 4111317
207 | DT4 | U4 | P4 | D4 | C3 | Z2 | 80-205-30 | Supplying and installation of plastic overhead water tank including carriage and all accessories except preparation of base and cost of overflow pipe, of different capacity and size with cover and ball valve including fitting fixing inlet and outlet etc. complete as per direction of Engineer-in-charge. Capacity: 1000 ltr | each | 8 | 12744.84 | 101958.72 | 4111317
208 | DT4 | U4 | P4 | D4 | C3 | Z2 | 43 | Supplying, fitting and fixing Stainless Steel (SS) Railing for stair of Pond Sand Filter (PSF) as per drawing, design including welding and fixing etc. all complete as per direction of Engineer in charge. | sqm | 50 | 3129.43 | 156471.5 | 4111317
209 | DT4 | U4 | P4 | D4 | C3 | Z2 | 48-100 | Fine dressing and close turfing of the slopes and the crest of embankment with 75mm thick, good quality durba or charkanta sods of size 200mm x 200mm, with all leads and lifts, including ramming, watering until the turf grows properly, aintaining etc. complete (measurement will be given on well grown grass only) as per direction of Engineer in charge. | sqm | 15100.68 | 32.97 | 497869.4196 | 4111317
210 | DT4 | U4 | P4 | D4 | C3 | Z2 | 48-220 | Plantation of all kinds of timber plants and fruit plants such as Mehegany, Teak, Sal, Chamble, Mango, Jack, Lichi, Kul etc including cutting earth and supplying at site average 1.0m height plant, including putting manure by digging 45cm dia hole, to a depth of average 30cm, supplying and mixing 7.56 kg of manure, tieing the plant with 1.50m split bamboo post and keeping it wet for one month before plantation including guarding the plant for 6 months as per direction of Engineer in Charge. | each | 1974 | 338.2 | 667606.8 | 4113102
211 | DT4 | U4 | P4 | D4 | C3 | Z2 | 72-100-10 | Plastic emulsion painting to walls and ceiling including sand papering the surface, scaffolding etc. complete, with all necessary lime cement putty to surface including the cost of all materials, as per direction of Engineer in charge: 3 coats. | sqm | 4.4 | 137.69 | 605.836 | 4111317
212 | DT4 | U4 | P4 | D4 | C3 | Z2 | 56-140-20 | Brick on end edging (single layer) across the road, with 1st class bricks, including cutting trenches true to enavel and grade, sand filliing (FM>=0.5), 40mm thick, sand blinding, levelling, dressing, ramming sides properly including supply of all materials etc. complete as per direction of Engineer in charge. 125 mm thick. | m | 0 | 0 | 0 | 4111317
213 | DT4 | U4 | P4 | D4 | C3 | Z2 | 40-230-35 | Manufacturing and supplying C.C. blocks in leanest mix. 1:2:4 with cement, sand (FM>=2.0) and Stone Chips (40mm down graded) to attain a 28 days cylinder strength of 18 N/mm² including grading, washing stone chips, mixing, laying in forms, consolidation, curing for at least 21 days, including preparation of platform, shuttering and stacking in measurable stacks etc. complete including supply of all materials (steel shutter to be used) as per direction of Engineer in charge. Block Size: 40cmx40cmx40cm. | each | 0 | 0 | 0 | 4111317
214 | DT4 | U4 | P4 | D4 | C3 | Z2 | 40-520-30 | Supplying and laying dry 1st class or pick jhama chips as filter in two layers (top and bottom) as per specific size, range and gradation, including breaking chips, grading, preparation of surface, compacting each layer etc. complete with supply of all materials and as per direction of Engineer in charge: Well graded between 20mm to 5mm size. (Combination of sub-item 10 & 30 or 20 & 30 shall be used) | cum | 0 | 0 | 0 | 4111317
215 | DT4 | U4 | P4 | D4 | C3 | Z2 | 20-514 | Rubber Seal : (w=100mm, t=16mm, b=45mm). | m | 57.408 | 450 | 25833.6 | 4111317
216 | DT5 | U5 | P5 | D5 | C4 | Z2 | 16-100 | Erection of bamboo profile with full bamboo posts and pegs not less than 60mm in diameter and coir strings etc. complete as per direction of Engineer in charge. | each | 30 | 367.41 | 11022.3 | 4111310
217 | DT5 | U5 | P5 | D5 | C4 | Z2 | 04-700-10 | Erection and maintenance of site office and removal of the same after completion of work as per approved plans & drawings for the use of the Engineer-in-charge & his staff, Task force and field laboratory with adequate foundation, brick walls, acceptable outside & inside wall surface, concrete floor with floor tiles, false ceiling of gypsum board, windows are to be glazed & provided with steel grill & screen/blinds, doors with approved locks, furniture & fittings of approved quality, equipment & plant of approved quality, electricity, running water, sewerage, security fencing, 5 KVA stand-bye generator, IBM compatible PC with monitor, uninterruptible power supply (UPS), LaserJet printer (minimum 25 ppm), first aid-box, safety helmet, level/theodolite/EDM, consumables, stationeries, day & night guards & a tea boy and site office shall be ready for occupation by the Engineer-in-charge within 28 days of commencement of work, etc. complete as per direction of Engineer-in-charge. (This is a time related item; proportionate payment for this item shall be made distributing in each bill on the basis of percentage progress of the whole works under contract). Site office of minimum 38 sqm plinth area. | each | 1 | 508581.43 | 508581.43 | 4111310
218 | DT5 | U5 | P5 | D5 | C4 | Z2 | 12-310-20 | Bailing out of water with all leads and lifts by manual labour or pump, with all arrangements for protection of ring bund and side slopes of foundation pit against erosion or washout etc. complete (actual volume of work will be measured by sounding method before starting the work) as per direction of Engineer in charge. by pump. | cum | 22500 | 7.46 | 167850 | 4111310
219 | DT5 | U5 | P5 | D5 | C4 | Z2 | 16-490-20 | Earth work by manual labour in all kinds of soil for excavation/ re-excavation of pond/ tank and constructing bank as per design and specification, throwing the spoil earth in layers of 150mm including breaking clods, dressing, profiling etc. complete with all leads and lifts as per direction of Engineer in charge. For slushy or percolating soil. | cum | 3919.5 | 250.62 | 982305.09 | 4111310
220 | DT5 | U5 | P5 | D5 | C4 | Z2 | 16-410 | Earth work by Mechanical Excavator (Long Boom) in all kinds of soil in excavation / re-excavation of channel/canal/khal etc. including disposal of spoil-soil upto 30m away from the point of excavation with rough dressing and levelling etc. complete as per direction of Engineer-in-Charge. | cum | 21522 | 126.47 | 2721887.34 | 4111310
221 | DT5 | U5 | P5 | D5 | C4 | Z2 | 16-420 | Extra Rate for every additional shift of Dredged/Excavated earth or shifting of earth by Mechanical Excavator (Long Boom) of 30m or part thereof beyond the initial shift of 30m upto a maximum of 9 shift for all kind of earthwork shift. (Unit: per shift per cum). No. of shift = ... Nos. | pspc | 18293.7 | 120.12 | 6592317.732 | 4111310
222 | DT5 | U5 | P5 | D5 | C4 | Z2 | 16-430-10 | Extra Rate for Carriage of Dredged earth/Excavated earth or shifting of earth by dump truck including loading, unloading complete as per direction of Engineer in charge. Carriage by Dump Truck: Up to 1.0 km | cum | 3882 | 84.64 | 328572.48 | 4111310
223 | DT5 | U5 | P5 | D5 | C4 | Z2 | 16-150-10 | Compaction of earth in constructing/resectioning of embankment/ canal bank/road/river slopes etc. by mechanical equipment to attain 85% / 90% maximum dry density at optimum moisture content with reference to laboratory density test AASTHO-180 modified hammer in all kinds of soils as per direction of Engineer in charge. 0.0m to 6.0m height and above, with 85% compaction. | cum | 21522 | 31.23 | 672132.06 | 4111310
224 | DT5 | U5 | P5 | D5 | C4 | Z2 | 16-310-20 | Providing clay blanket/clay core by carried earth supplied at contractor's own cost (including royalty) in different thickness over embankment crest and side slopes/embankment core/bed and slope of irrigation canal/crest and side slopes of irrigation canal dykes etc. with selected clay (clay content minimum 80% and silt content maximum 20%) including throwing clay in layers not exceeding 150mm in thickness, clod breaking, benching the side slopes, and compacting to 85% maximum dry density at optimum moisture content with suitable equipment, dressing etc. complete (clay blanket should be extended upto 0.5m below the berm on the outside of embankment/ irrigation canal dyke etc.) as per design, specification and direction of Engineer in charge. Carried by truck/boat or any means: 300m to 1.0km. | cum | 573.5145 | 541.48 | 310546.6157 | 4111310
225 | DT5 | U5 | P5 | D5 | C4 | Z2 | 16-310-30 | Providing clay blanket/clay core by carried earth supplied at contractor's own cost (including royalty) in different thickness over embankment crest and side slopes/embankment core/bed and slope of irrigation canal/crest and side slopes of irrigation canal dykes etc. with selected clay (clay content minimum 80% and silt content maximum 20%) including throwing clay in layers not exceeding 150mm in thickness, clod breaking, benching the side slopes, and compacting to 85% maximum dry density at optimum moisture content with suitable equipment, dressing etc. complete (clay blanket should be extended upto 0.5m below the berm on the outside of embankment/ irrigation canal dyke etc.) as per design, specification and direction of Engineer in charge. Carried by truck/boat or any means: 1.0km to 5.0km. (Extra rate) | cum | 245.7919 | 49.09 | 12065.9252 | 4111310
226 | DT5 | U5 | P5 | D5 | C4 | Z2 | 16-500 | Earth work in excavation of foundation trenches in all kinds of soils including levelling, dressing, placing, removal of spoils to a safe distance with initial lead of 30m and lift of 1.5m as per direction of Engineer in charge. | cum | 1197.3367 | 238.12 | 285109.8245 | 4111317
227 | DT5 | U5 | P5 | D5 | C4 | Z2 | 16-620-30 | Shoring for slope protection of foundation trench, canal, embankment, road, pond etc. as per design slopes, grades including removal of spoils to a safe distance as per direction of Engineer in charge. By local hard wood ballah post of 6.0m length, 125mm dia, 1.0m c/c, and 2.0m drive with 6.0m long bamboo of avarage 75mm dia, @ 1.0m c/c and 2.0m drive with drum sheet walling and average 70mm dia half split bamboo batten @ 2.0m c/c fixed with nails. | sqm | 36.15 | 1014.47 | 36673.0905 | 4111317
228 | DT5 | U5 | P5 | D5 | C4 | Z2 | 16-540-20 | Supplying and filling sand in foundation of hydraulic structures, buildings and in protective works with selected sand, in 150mm thick layer, including levelling, dressing, ramming, watering etc. complete (compacted to 50% relative density by manual labour using mallet/ vibro compactor) as per direction of Engineer in charge. Sand of FM>=1.50 | cum | 334.3931 | 1763.86 | 589822.5252 | 4111317
229 | DT5 | U5 | P5 | D5 | C4 | Z2 | 20-100-10 | Single brick flat soling including preparation of bed, sand filling (FM>=0.50), levelling, dressing and sand blinding in foundation or floor with supply of all materials etc. complete and as per direction of Engineer in charge. With 1st class bricks | sqm | 8.1 | 445.19 | 3606.039 | 4111317
230 | DT5 | U5 | P5 | D5 | C4 | Z2 | 20-200-10 | Brick work with 1st. class bricks in cement mortar (sand of FM>=1.50) in foundation and plinth, including soaking bricks in clean water for 6 hours, cleaning the bricks, raking out joints, staging, sorting, curing at least for 7 days, including supply of all materials etc. complete and as per direction of Engineer in charge. proportion: 1:4 | cum | 54.3836 | 7436.61 | 404429.9489 | 4111317
231 | DT5 | U5 | P5 | D5 | C4 | Z2 | 20-220-10 | Extra rate for brick work in superstructure in different stories, over the rates of brick work in foundation and plinth: Ground floor superstructure | cum | 44.6805 | 205.43 | 9178.7236 | 4111317
232 | DT5 | U5 | P5 | D5 | C4 | Z2 | 24-100-10 | Minimum 20mm thick sand cement plaster, (sand of FM>=1.3) in ground floor, including scaffolding, raking out joints, making sharp edges and corners, cleaning the surface, curing for at least seven days etc. complete including the cost of all materials and as per direction of Engineer in charge. proportion 1:4 | sqm | 121.565 | 399.24 | 48533.6106 | 4111317
233 | DT5 | U5 | P5 | D5 | C4 | Z2 | 24-180 | Neat cement finishing on plaster surfaces just after initial setting of plaster in all floors including curing at least for seven days with supply of all materials etc complete as per direction of Engineer in charge. | sqm | 121.565 | 107.4 | 13056.081 | 4111317
234 | DT5 | U5 | P5 | D5 | C4 | Z2 | 28-120-30 | Cement concrete work in leanest mix. 1:3:6 with sand of FM>=1.5, in foundation or floor including breaking, screening, grading and washing aggregates with clear water, mixing, laying in position, consolidation to levels, curing, including supply of all materials, excluding the cost of formworks etc. complete as per direction of Engineer in charge. With 25mm down graded stone shingles. | cum | 22.7525 | 12079.88 | 274847.7717 | 4111317
235 | DT5 | U5 | P5 | D5 | C4 | Z2 | 76-120-10 | M.S. Work for reinforcement with deformed M.S. bar, fy=400 N/mm², (made from billet) in RCC works, including local handling, cutting, forging, bending, cleaning and fabrication with supply of deformed M.S. bar in different sizes and binding with 22 to 18 gages G.I. wire etc. complete including the cost of all materials as per direction of Engineer in charge. 8mm dia to 30mm dia. | kg | 48215.4676 | 102.44 | 4939192.4972 | 4111317
236 | DT5 | U5 | P5 | D5 | C4 | Z2 | 76-170 | M.S. Work in plates, angles, channels, flat bars, Tees etc. including fabricating, machining, cutting, bending, welding, forging, drilling, revetting, embedding anchor bars, staging and fitting, fixing, local handling etc. comlpete with energy consumption and supply of labours including the cost of materials as per design, specification and direction of Engineer in charge. | kg | 10.9055 | 161.49 | 1761.1292 | 4111317
237 | DT5 | U5 | P5 | D5 | C4 | Z2 | 28-200-10 | Reinforced cement concrete work in leanest mix. 1:1.5:3, with 20mm down graded coarse aggregates and sand of FM>2.0 to FM<=2.5, to attain a minimum 28 day cylinder strength of 22.0 N/mm², including breaking, screening, grading, ashing aggregates with clean water, mixing, laying in forms, consolidation to levels, curing, including supply of all materials, excluding cost of M.S. work for reinforcements and formworks etc. complete and as per direction of Engineer in charge. with stone chips | cum | 587.2622 | 15243.57 | 8951972.8275 | 4111317
238 | DT5 | U5 | P5 | D5 | C4 | Z2 | 36-150-60 | Formwork for centering and water tight shuttering as per drawing with 14 BWG M.S. sheet, fitted and fixed with 40mmx40mmx6mm M.S. angle frame and 25mmx6mm F.I. bar stiffener, with necessary fabrication, welding, making the forms including fitting, fixing of steel forms with necessary ties, battens, struts, nuts & bolts, props etc. as per desired shape and size including levelling and removing the forms after specified period including the cost of all materials as per direction of Engineer in charge. Footing, footing beams, grade beams, foundation slab with 60-80mm dia barrack bamboo props. | sqm | 1247.805 | 924.95 | 1154157.2171 | 4111317
239 | DT5 | U5 | P5 | D5 | C4 | Z2 | 36-150-10 | Formwork for centering and water tight shuttering as per drawing with 14 BWG M.S. sheet, fitted and fixed with 40mmx40mmx6mm M.S. angle frame and 25mmx6mm F.I. bar stiffener, with necessary fabrication, welding, making the forms including fitting, fixing of steel forms with necessary ties, battens, struts, nuts & bolts, props etc. as per desired shape and size including levelling and removing the forms after specified period including the cost of all materials as per direction of Engineer in charge. Vertical and inclined walls, columns, piers with 60-80mm dia barrack bamboo props. | sqm | 1921.0453 | 1143.84 | 2197368.4056 | 4111317
240 | DT5 | U5 | P5 | D5 | C4 | Z2 | 44-200 | Construction of pile yard for casting RCC pile with 50mm thick cement concrete (1:3:6) with cement, sand (FM>=1.5) and 20mm down graded picked jhama or 1st class brick chips including breaking, screening, grading and washing chips, mixing, laying and compacting to levels, over a brick flat soling with 1st class bricks including preparation of base, sand filling to make a level base, ramming and sand blinding with sand of FM>=0.8 etc. complete with neat cement finish over the concrete surface including the cost for supply of all materials and as per direction of Engineer in charge. | sqm | 296 | 782.8 | 231708.8 | 4111317
241 | DT5 | U5 | P5 | D5 | C4 | Z2 | 44-110 | Manufacturing, supplying and fitting fixing M.S. Shoe at RCC pile tip with tip area 20mmx20mm, butt area 135mmx135mm and height 200mm, fabricated with 6mm thick 4 nos M.S. plate (20mmx135mmx200mm) at sides and one plate (20mmx20mm) at tip, having 6mm thick continuous fillet weld at all joints and 16mm dia 500mm long anchor bar welded to the tip plate at one end and hooked at the other end etc. complete including cost of all materials and as per direction of Engineer in charge. | each | 48 | 1211.78 | 58165.44 | 4111317
242 | DT5 | U5 | P5 | D5 | C4 | Z2 | 44-100-40 | Driving precast RCC pile upto 15.0 m length including layout, providing center line and Bench Mark pillars, carriage of piles from yard to driving point and driving through hard strata, if any, including the cost of installation, demobilization and carriage of all equipments, auxillary items, labours, materials etc. complete, as per direction of Engineer in charge. Size 350mm x 350mm | m | 576 | 866.68 | 499207.68 | 4111317
243 | DT5 | U5 | P5 | D5 | C4 | Z2 | 44-140 | Labour for breaking of head of cast in situ bored pile/precast pile upto required length by any means and removing the dismantled materials such as concrete to a safe distance including scrapping and removing concrete from steel/M.S. rods, all sorts of handling, stacking the same properly after clearing, levelling and dressing the site and clearing the river bed etc. complete as per direction of Engineer in charge. | cum | 1.7525 | 3585.9 | 6284.218 | 4111317
244 | DT5 | U5 | P5 | D5 | C4 | Z2 | 40-230-40 | Manufacturing and supplying C.C. blocks in leanest mix. 1:2:4 with cement, sand (FM>=2.0) and Stone Chips (40mm down graded) to attain a 28 days cylinder strength of 18 N/mm² including grading, washing stone chips, mixing, laying in forms, consolidation, curing for at least 21 days, including preparation of platform, shuttering and stacking in measurable stacks etc. complete including supply of all materials (steel shutter to be used) as per direction of Engineer in charge. Block Size: 40cmx40cmx20cm. | each | 780 | 506.26 | 394882.8 | 4111317
245 | DT5 | U5 | P5 | D5 | C4 | Z2 | 40-270-10 | Labour charge for protective works in laying CC blocks of different sizes including preparation of base, watering and ramming of base etc. complete as per direction of Engineer in charge. Within 200 m. | cum | 24.96 | 1395.03 | 34819.9488 | 4111317
246 | DT5 | U5 | P5 | D5 | C4 | Z2 | 28-100-20 | Cement concrete work in leanest mix. 1:4:8, with sand of M>=1.5, in foundation or floor, including breaking, screening, grading and washing aggregates with clear water, mixing, laying in position, consolidation to levels, curing, including supply of all materials, excluding the cost of formworks etc. complete as per direction of Engineer in charge. With 25mm down graded stone chips. | cum | 1.6813 | 13153.23 | 22114.986 | 4111317
247 | DT5 | U5 | P5 | D5 | C4 | Z2 | 30 | Supplying, fitting and fixing of paving tiles of size : 300mm x 300mm of approved colour, quality and design in pavement walkway up to required length, breadth and height, set in 20mm thick cement mortar (1:4), including cutting & edging the tiles where necessary filling the joints by white cement and matching colour including the cost of all materials etc. complete as per direction of Engineer in charge. | sqm | 884 | 1631.06 | 1441857.04 | 4111317
248 | DT5 | U5 | P5 | D5 | C4 | Z2 | 64-160-10 | Supplying, fitting and fixing glazed tiles of approved size, colour, quality and design in floors/ walls upto required length, breadth and height, set in 20mm thick cement mortar (1:4), including cutting & edging the tiles where necessary filling the joints by white cement and matching colour including the cost of all materials etc. complete as per direction of Engineer in charge. Various size (on walls). | sqm | 61.3256 | 1819.02 | 111552.4929 | 4111317
249 | DT5 | U5 | P5 | D5 | C4 | Z2 | 64-160-20 | Supplying, fitting and fixing glazed tiles of approved size, colour, quality and design in floors/ walls upto required length, breadth and height, set in 20mm thick cement mortar (1:4), including cutting & edging the tiles where necessary filling the joints by white cement and matching colour including the cost of all materials etc. complete as per direction of Engineer in charge. Various size (on floors). | sqm | 41.4978 | 1964.09 | 81505.414 | 4111317
250 | DT5 | U5 | P5 | D5 | C4 | Z2 | 04-530 | Supplying, fitting and fixing 12 BWG galvanised barbed wire fencing (single line) with 2 ply wire, 4 points 100mm apart, fitted with balli posts/ angle posts etc. with necessary nails/ G.I. wire (2 ply 16 BWG) etc. complete as per direction of Engineer in charge (excluding the cost of posts). | m | 13130.2 | 25.12 | 329830.624 | 4111317
251 | DT5 | U5 | P5 | D5 | C4 | Z2 | 40-540-20 | Supplying and laying stone chips as filter in two layers (Top and bottom) as per specific size ranges and gradation including preparation of surface, grading, compacting each layer etc. complete with supply of all materials and as per direction of Engineer in charge. Well graded between 40mm to 20mm size. | cum | 1.74 | 8316.94 | 14471.4756 | 4111317
252 | DT5 | U5 | P5 | D5 | C4 | Z2 | 40-540-30 | Supplying and laying stone chips as filter in two layers (Top and bottom) as per specific size ranges and gradation including preparation of surface, grading, compacting each layer etc. complete with supply of all materials and as per direction of Engineer in charge. Well graded between 20mm to 5mm size. (Combination of sub-items 10 & 30 or 20 & 30 shall be used). | cum | 5.985 | 8801.77 | 52678.5935 | 4111317
253 | DT5 | U5 | P5 | D5 | C4 | Z2 | 40-550-20 | Supplying and laying sand as filter layers as per specific size ranges and gradation including preparation of surface, compacting in layer etc. complete with supply of all materials and as per direction of Engineer in charge. FM : 1.5 to 2.0 | cum | 3.2046 | 2146.71 | 6879.2664 | 4111317
254 | DT5 | U5 | P5 | D5 | C4 | Z2 | 64-500-10 | Supplying, fitting and fixing C.I. sheet roofing, with G.I.nuts, limped, washers, screws, bolts etc. and fitting, fixing with 76mm hooks with at least 2 pitch lapping etc. complete, including the cost of all materials as per direction of Engineer in charge. 0.63mm or 24 BWG C.I. sheet. | sqm | 41.9775 | 754.6 | 31676.2215 | 4111317
255 | DT5 | U5 | P5 | D5 | C4 | Z2 | 36 | Supplying of 100mm dia PVC pipe including all necessary cost etc. complete as per direction of Engineer in charge. | m | 1.8 | 109.09 | 196.362 | 4111317
256 | DT5 | U5 | P5 | D5 | C4 | Z2 | 37 | Supplying of 25mm dia PVC pipe including all necessary cost etc. complete as per direction of Engineer in charge. | m | 34.75 | 29.83 | 1036.5925 | 4111317
257 | DT5 | U5 | P5 | D5 | C4 | Z2 | 80-340-30 | Supplying, fitting and fixing of gate valve of approved quality: 25mm dia | each | 9 | 590.27 | 5312.43 | 4111317
258 | DT5 | U5 | P5 | D5 | C4 | Z2 | 80-100-10 | Supplying and sinking 40mm dia G.I. tubewell pipe including test boring and hiring of all necessary equipments with all necessary fittings as required etc. all complete including the cost of all materials as per direction of Engineer in charge. Depth upto 60m. | m | 22.05 | 380.45 | 8388.9225 | 4111317
259 | DT5 | U5 | P5 | D5 | C4 | Z2 | 80-140 | Supplying, fitting and fixing pump No. 6 for 40mm dia tubewell, as per approved quality with all accessories etc. complete including the cost of all materials as per direction of Engineer in charge. | each | 3 | 2861.35 | 8584.05 | 4111317
260 | DT5 | U5 | P5 | D5 | C4 | Z2 | 41 | Solar water pumping system (Average Flow rate : Minimum 40 liter/min, Centrifugal pump, 12 - 24 Volt DC Motor 1 HP, RPM 3000 Max., Panel power 900 - 1000 W, Charge Controller, Suction and delivery pipe of 38mm diameter, Cable, Mounting Structure & other accessories). | each | 3 | 112000 | 336000 | 4111317
261 | DT5 | U5 | P5 | D5 | C4 | Z2 | 80-205-30 | Supplying and installation of plastic overhead water tank including carriage and all accessories except preparation of base and cost of overflow pipe, of different capacity and size with cover and ball valve including fitting fixing inlet and outlet etc. complete as per direction of Engineer-in-charge. Capacity: 1000 ltr | each | 4 | 12744.84 | 50979.36 | 4111317
262 | DT5 | U5 | P5 | D5 | C4 | Z2 | 43 | Supplying, fitting and fixing Stainless Steel (SS) Railing for stair of Pond Sand Filter (PSF) as per drawing, design including welding and fixing etc. all complete as per direction of Engineer in charge. | sqm | 37.5 | 3129.43 | 117353.625 | 4111317
263 | DT5 | U5 | P5 | D5 | C4 | Z2 | 48-100 | Fine dressing and close turfing of the slopes and the crest of embankment with 75mm thick, good quality durba or charkanta sods of size 200mm x 200mm, with all leads and lifts, including ramming, watering until the turf grows properly, aintaining etc. complete (measurement will be given on well grown grass only) as per direction of Engineer in charge. | sqm | 6710 | 32.97 | 221228.7 | 4111317
264 | DT5 | U5 | P5 | D5 | C4 | Z2 | 48-220 | Plantation of all kinds of timber plants and fruit plants such as Mehegany, Teak, Sal, Chamble, Mango, Jack, Lichi, Kul etc including cutting earth and supplying at site average 1.0m height plant, including putting manure by digging 45cm dia hole, to a depth of average 30cm, supplying and mixing 7.56 kg of manure, tieing the plant with 1.50m split bamboo post and keeping it wet for one month before plantation including guarding the plant for 6 months as per direction of Engineer in Charge. | each | 336 | 338.2 | 113635.2 | 4113102
265 | DT5 | U5 | P5 | D5 | C4 | Z2 | 72-100-10 | Plastic emulsion painting to walls and ceiling including sand papering the surface, scaffolding etc. complete, with all necessary lime cement putty to surface including the cost of all materials, as per direction of Engineer in charge: 3 coats. | sqm | 1.1 | 137.69 | 151.459 | 4111317
266 | DT5 | U5 | P5 | D5 | C4 | Z2 | 56-140-20 | Brick on end edging (single layer) across the road, with 1st class bricks, including cutting trenches true to enavel and grade, sand filliing (FM>=0.5), 40mm thick, sand blinding, levelling, dressing, ramming sides properly including supply of all materials etc. complete as per direction of Engineer in charge. 125 mm thick. | m | 0 | 0 | 0 | 4111317
267 | DT5 | U5 | P5 | D5 | C4 | Z2 | 40-230-35 | Manufacturing and supplying C.C. blocks in leanest mix. 1:2:4 with cement, sand (FM>=2.0) and Stone Chips (40mm down graded) to attain a 28 days cylinder strength of 18 N/mm² including grading, washing stone chips, mixing, laying in forms, consolidation, curing for at least 21 days, including preparation of platform, shuttering and stacking in measurable stacks etc. complete including supply of all materials (steel shutter to be used) as per direction of Engineer in charge. Block Size: 40cmx40cmx40cm. | each | 0 | 0 | 0 | 4111317
268 | DT5 | U5 | P5 | D5 | C4 | Z2 | 40-520-30 | Supplying and laying dry 1st class or pick jhama chips as filter in two layers (top and bottom) as per specific size, range and gradation, including breaking chips, grading, preparation of surface, compacting each layer etc. complete with supply of all materials and as per direction of Engineer in charge: Well graded between 20mm to 5mm size. (Combination of sub-item 10 & 30 or 20 & 30 shall be used) | cum | 0 | 0 | 0 | 4111317
269 | DT5 | U5 | P5 | D5 | C4 | Z2 | 20-514 | Rubber Seal : (w=100mm, t=16mm, b=45mm). | m | 43.056 | 450 | 19375.2 | 4111317
270 | DT5 | U6 | P6 | D6 | C4 | Z2 | 16-100 | Erection of bamboo profile with full bamboo posts and pegs not less than 60mm in diameter and coir strings etc. complete as per direction of Engineer in charge. | each | 13 | 367.41 | 4776.33 | 4111310
271 | DT5 | U6 | P6 | D6 | C4 | Z2 | 04-700-10 | Erection and maintenance of site office and removal of the same after completion of work as per approved plans & drawings for the use of the Engineer-in-charge & his staff, Task force and field laboratory with adequate foundation, brick walls, acceptable outside & inside wall surface, concrete floor with floor tiles, false ceiling of gypsum board, windows are to be glazed & provided with steel grill & screen/blinds, doors with approved locks, furniture & fittings of approved quality, equipment & plant of approved quality, electricity, running water, sewerage, security fencing, 5 KVA stand-bye generator, IBM compatible PC with monitor, uninterruptible power supply (UPS), LaserJet printer (minimum 25 ppm), first aid-box, safety helmet, level/theodolite/EDM, consumables, stationeries, day & night guards & a tea boy and site office shall be ready for occupation by the Engineer-in-charge within 28 days of commencement of work, etc. complete as per direction of Engineer-in-charge. (This is a time related item; proportionate payment for this item shall be made distributing in each bill on the basis of percentage progress of the whole works under contract). Site office of minimum 38 sqm plinth area. | each | 1 | 508581.43 | 508581.43 | 4111310
272 | DT5 | U6 | P6 | D6 | C4 | Z2 | 12-310-20 | Bailing out of water with all leads and lifts by manual labour or pump, with all arrangements for protection of ring bund and side slopes of foundation pit against erosion or washout etc. complete (actual volume of work will be measured by sounding method before starting the work) as per direction of Engineer in charge. by pump. | cum | 19383 | 7.46 | 144597.18 | 4111310
273 | DT5 | U6 | P6 | D6 | C4 | Z2 | 16-490-20 | Earth work by manual labour in all kinds of soil for excavation/ re-excavation of pond/ tank and constructing bank as per design and specification, throwing the spoil earth in layers of 150mm including breaking clods, dressing, profiling etc. complete with all leads and lifts as per direction of Engineer in charge. For slushy or percolating soil. | cum | 0 | 250.62 | 0 | 4111310
274 | DT5 | U6 | P6 | D6 | C4 | Z2 | 16-410 | Earth work by Mechanical Excavator (Long Boom) in all kinds of soil in excavation / re-excavation of channel/canal/khal etc. including disposal of spoil-soil upto 30m away from the point of excavation with rough dressing and levelling etc. complete as per direction of Engineer-in-Charge. | cum | 20821.6667 | 126.47 | 2633316.1833 | 4111310
275 | DT5 | U6 | P6 | D6 | C4 | Z2 | 16-420 | Extra Rate for every additional shift of Dredged/Excavated earth or shifting of earth by Mechanical Excavator (Long Boom) of 30m or part thereof beyond the initial shift of 30m upto a maximum of 9 shift for all kind of earthwork shift. (Unit: per shift per cum). No. of shift = ... Nos. | pspc | 12897.6 | 40.04 | 516419.904 | 4111310
276 | DT5 | U6 | P6 | D6 | C4 | Z2 | 16-430-10 | Extra Rate for Carriage of Dredged earth/Excavated earth or shifting of earth by dump truck including loading, unloading complete as per direction of Engineer in charge. Carriage by Dump Truck: Up to 1.0 km | cum | 7924.0667 | 84.64 | 670693.0027 | 4111310
277 | DT5 | U6 | P6 | D6 | C4 | Z2 | 16-150-10 | Compaction of earth in constructing/resectioning of embankment/ canal bank/road/river slopes etc. by mechanical equipment to attain 85% / 90% maximum dry density at optimum moisture content with reference to laboratory density test AASTHO-180 modified hammer in all kinds of soils as per direction of Engineer in charge. 0.0m to 6.0m height and above, with 85% compaction. | cum | 12897.6 | 31.23 | 402792.048 | 4111310
278 | DT5 | U6 | P6 | D6 | C4 | Z2 | 16-310-20 | Providing clay blanket/clay core by carried earth supplied at contractor's own cost (including royalty) in different thickness over embankment crest and side slopes/embankment core/bed and slope of irrigation canal/crest and side slopes of irrigation canal dykes etc. with selected clay (clay content minimum 80% and silt content maximum 20%) including throwing clay in layers not exceeding 150mm in thickness, clod breaking, benching the side slopes, and compacting to 85% maximum dry density at optimum moisture content with suitable equipment, dressing etc. complete (clay blanket should be extended upto 0.5m below the berm on the outside of embankment/ irrigation canal dyke etc.) as per design, specification and direction of Engineer in charge. Carried by truck/boat or any means: 300m to 1.0km. | cum | 1758.756 | 541.48 | 952331.1989 | 4111310
279 | DT5 | U6 | P6 | D6 | C4 | Z2 | 16-310-30 | Providing clay blanket/clay core by carried earth supplied at contractor's own cost (including royalty) in different thickness over embankment crest and side slopes/embankment core/bed and slope of irrigation canal/crest and side slopes of irrigation canal dykes etc. with selected clay (clay content minimum 80% and silt content maximum 20%) including throwing clay in layers not exceeding 150mm in thickness, clod breaking, benching the side slopes, and compacting to 85% maximum dry density at optimum moisture content with suitable equipment, dressing etc. complete (clay blanket should be extended upto 0.5m below the berm on the outside of embankment/ irrigation canal dyke etc.) as per design, specification and direction of Engineer in charge. Carried by truck/boat or any means: 1.0km to 5.0km. (Extra rate) | cum | 1758.756 | 49.09 | 86337.332 | 4111310
280 | DT5 | U6 | P6 | D6 | C4 | Z2 | 16-500 | Earth work in excavation of foundation trenches in all kinds of soils including levelling, dressing, placing, removal of spoils to a safe distance with initial lead of 30m and lift of 1.5m as per direction of Engineer in charge. | cum | 1499.4586 | 238.12 | 357051.0854 | 4111317
281 | DT5 | U6 | P6 | D6 | C4 | Z2 | 16-620-30 | Shoring for slope protection of foundation trench, canal, embankment, road, pond etc. as per design slopes, grades including removal of spoils to a safe distance as per direction of Engineer in charge. By local hard wood ballah post of 6.0m length, 125mm dia, 1.0m c/c, and 2.0m drive with 6.0m long bamboo of avarage 75mm dia, @ 1.0m c/c and 2.0m drive with drum sheet walling and average 70mm dia half split bamboo batten @ 2.0m c/c fixed with nails. | sqm | 36 | 1014.47 | 36520.92 | 4111317
282 | DT5 | U6 | P6 | D6 | C4 | Z2 | 16-540-20 | Supplying and filling sand in foundation of hydraulic structures, buildings and in protective works with selected sand, in 150mm thick layer, including levelling, dressing, ramming, watering etc. complete (compacted to 50% relative density by manual labour using mallet/ vibro compactor) as per direction of Engineer in charge. Sand of FM>=1.50 | cum | 511.2065 | 1763.86 | 901696.7853 | 4111317
283 | DT5 | U6 | P6 | D6 | C4 | Z2 | 20-100-10 | Single brick flat soling including preparation of bed, sand filling (FM>=0.50), levelling, dressing and sand blinding in foundation or floor with supply of all materials etc. complete and as per direction of Engineer in charge. With 1st class bricks | sqm | 305.4 | 445.19 | 135961.026 | 4111317
284 | DT5 | U6 | P6 | D6 | C4 | Z2 | 20-200-10 | Brick work with 1st. class bricks in cement mortar (sand of FM>=1.50) in foundation and plinth, including soaking bricks in clean water for 6 hours, cleaning the bricks, raking out joints, staging, sorting, curing at least for 7 days, including supply of all materials etc. complete and as per direction of Engineer in charge. proportion: 1:4 | cum | 39.677 | 7436.61 | 295062.375 | 4111317
285 | DT5 | U6 | P6 | D6 | C4 | Z2 | 20-220-10 | Extra rate for brick work in superstructure in different stories, over the rates of brick work in foundation and plinth: Ground floor superstructure | cum | 27.66 | 205.43 | 5682.1938 | 4111317
286 | DT5 | U6 | P6 | D6 | C4 | Z2 | 24-100-10 | Minimum 20mm thick sand cement plaster, (sand of FM>=1.3) in ground floor, including scaffolding, raking out joints, making sharp edges and corners, cleaning the surface, curing for at least seven days etc. complete including the cost of all materials and as per direction of Engineer in charge. proportion 1:4 | sqm | 121.565 | 399.24 | 48533.6106 | 4111317
287 | DT5 | U6 | P6 | D6 | C4 | Z2 | 24-180 | Neat cement finishing on plaster surfaces just after initial setting of plaster in all floors including curing at least for seven days with supply of all materials etc complete as per direction of Engineer in charge. | sqm | 121.565 | 107.4 | 13056.081 | 4111317
288 | DT5 | U6 | P6 | D6 | C4 | Z2 | 28-120-30 | Cement concrete work in leanest mix. 1:3:6 with sand of FM>=1.5, in foundation or floor including breaking, screening, grading and washing aggregates with clear water, mixing, laying in position, consolidation to levels, curing, including supply of all materials, excluding the cost of formworks etc. complete as per direction of Engineer in charge. With 25mm down graded stone shingles. | cum | 25.608 | 12079.88 | 309341.3858 | 4111317
289 | DT5 | U6 | P6 | D6 | C4 | Z2 | 76-120-10 | M.S. Work for reinforcement with deformed M.S. bar, fy=400 N/mm², (made from billet) in RCC works, including local handling, cutting, forging, bending, cleaning and fabrication with supply of deformed M.S. bar in different sizes and binding with 22 to 18 gages G.I. wire etc. complete including the cost of all materials as per direction of Engineer in charge. 8mm dia to 30mm dia. | kg | 52738.8974 | 102.44 | 5402572.6479 | 4111317
290 | DT5 | U6 | P6 | D6 | C4 | Z2 | 76-170 | M.S. Work in plates, angles, channels, flat bars, Tees etc. including fabricating, machining, cutting, bending, welding, forging, drilling, revetting, embedding anchor bars, staging and fitting, fixing, local handling etc. comlpete with energy consumption and supply of labours including the cost of materials as per design, specification and direction of Engineer in charge. | kg | 130.866 | 161.49 | 21133.5503 | 4111317
291 | DT5 | U6 | P6 | D6 | C4 | Z2 | 28-200-10 | Reinforced cement concrete work in leanest mix. 1:1.5:3, with 20mm down graded coarse aggregates and sand of FM>2.0 to FM<=2.5, to attain a minimum 28 day cylinder strength of 22.0 N/mm², including breaking, screening, grading, ashing aggregates with clean water, mixing, laying in forms, consolidation to levels, curing, including supply of all materials, excluding cost of M.S. work for reinforcements and formworks etc. complete and as per direction of Engineer in charge. with stone chips | cum | 750.6995 | 15243.59 | 11443355.193 | 4111317
292 | DT5 | U6 | P6 | D6 | C4 | Z2 | 36-150-60 | Formwork for centering and water tight shuttering as per drawing with 14 BWG M.S. sheet, fitted and fixed with 40mmx40mmx6mm M.S. angle frame and 25mmx6mm F.I. bar stiffener, with necessary fabrication, welding, making the forms including fitting, fixing of steel forms with necessary ties, battens, struts, nuts & bolts, props etc. as per desired shape and size including levelling and removing the forms after specified period including the cost of all materials as per direction of Engineer in charge. Footing, footing beams, grade beams, foundation slab with 60-80mm dia barrack bamboo props. | sqm | 1351.0944 | 924.95 | 1249694.7477 | 4111317
293 | DT5 | U6 | P6 | D6 | C4 | Z2 | 36-150-10 | Formwork for centering and water tight shuttering as per drawing with 14 BWG M.S. sheet, fitted and fixed with 40mmx40mmx6mm M.S. angle frame and 25mmx6mm F.I. bar stiffener, with necessary fabrication, welding, making the forms including fitting, fixing of steel forms with necessary ties, battens, struts, nuts & bolts, props etc. as per desired shape and size including levelling and removing the forms after specified period including the cost of all materials as per direction of Engineer in charge. Vertical and inclined walls, columns, piers with 60-80mm dia barrack bamboo props. | sqm | 2496.3612 | 1143.84 | 2855437.7733 | 4111317
294 | DT5 | U6 | P6 | D6 | C4 | Z2 | 44-200 | Construction of pile yard for casting RCC pile with 50mm thick cement concrete (1:3:6) with cement, sand (FM>=1.5) and 20mm down graded picked jhama or 1st class brick chips including breaking, screening, grading and washing chips, mixing, laying and compacting to levels, over a brick flat soling with 1st class bricks including preparation of base, sand filling to make a level base, ramming and sand blinding with sand of FM>=0.8 etc. complete with neat cement finish over the concrete surface including the cost for supply of all materials and as per direction of Engineer in charge. | sqm | 300 | 782.8 | 234840 | 4111317
295 | DT5 | U6 | P6 | D6 | C4 | Z2 | 44-110 | Manufacturing, supplying and fitting fixing M.S. Shoe at RCC pile tip with tip area 20mmx20mm, butt area 135mmx135mm and height 200mm, fabricated with 6mm thick 4 nos M.S. plate (20mmx135mmx200mm) at sides and one plate (20mmx20mm) at tip, having 6mm thick continuous fillet weld at all joints and 16mm dia 500mm long anchor bar welded to the tip plate at one end and hooked at the other end etc. complete including cost of all materials and as per direction of Engineer in charge. | each | 32 | 1211.78 | 38776.96 | 4111317
296 | DT5 | U6 | P6 | D6 | C4 | Z2 | 44-100-40 | Driving precast RCC pile upto 15.0 m length including layout, providing center line and Bench Mark pillars, carriage of piles from yard to driving point and driving through hard strata, if any, including the cost of installation, demobilization and carriage of all equipments, auxillary items, labours, materials etc. complete, as per direction of Engineer in charge. Size 350mm x 350mm | m | 384 | 866.68 | 332805.12 | 4111317
297 | DT5 | U6 | P6 | D6 | C4 | Z2 | 44-140 | Labour for breaking of head of cast in situ bored pile/precast pile upto required length by any means and removing the dismantled materials such as concrete to a safe distance including scrapping and removing concrete from steel/M.S. rods, all sorts of handling, stacking the same properly after clearing, levelling and dressing the site and clearing the river bed etc. complete as per direction of Engineer in charge. | cum | 1.7525 | 3585.89 | 6284.2005 | 4111317
298 | DT5 | U6 | P6 | D6 | C4 | Z2 | 40-230-40 | Manufacturing and supplying C.C. blocks in leanest mix. 1:2:4 with cement, sand (FM>=2.0) and Stone Chips (40mm down graded) to attain a 28 days cylinder strength of 18 N/mm² including grading, washing stone chips, mixing, laying in forms, consolidation, curing for at least 21 days, including preparation of platform, shuttering and stacking in measurable stacks etc. complete including supply of all materials (steel shutter to be used) as per direction of Engineer in charge. Block Size: 40cmx40cmx20cm. | each | 1982 | 506.26 | 1003407.32 | 4111317
299 | DT5 | U6 | P6 | D6 | C4 | Z2 | 40-270-10 | Labour charge for protective works in laying CC blocks of different sizes including preparation of base, watering and ramming of base etc. complete as per direction of Engineer in charge. Within 200 m. | cum | 63.424 | 1395.03 | 88478.3827 | 4111317
300 | DT5 | U6 | P6 | D6 | C4 | Z2 | 28-100-20 | Cement concrete work in leanest mix. 1:4:8, with sand of M>=1.5, in foundation or floor, including breaking, screening, grading and washing aggregates with clear water, mixing, laying in position, consolidation to levels, curing, including supply of all materials, excluding the cost of formworks etc. complete as per direction of Engineer in charge. With 25mm down graded stone chips. | cum | 0.74 | 13153.23 | 9733.3902 | 4111317
301 | DT5 | U6 | P6 | D6 | C4 | Z2 | 30 | Supplying, fitting and fixing of paving tiles of size : 300mm x 300mm of approved colour, quality and design in pavement walkway up to required length, breadth and height, set in 20mm thick cement mortar (1:4), including cutting & edging the tiles where necessary filling the joints by white cement and matching colour including the cost of all materials etc. complete as per direction of Engineer in charge. | sqm | 591.6 | 1631.06 | 964935.096 | 4111317
302 | DT5 | U6 | P6 | D6 | C4 | Z2 | 64-160-10 | Supplying, fitting and fixing glazed tiles of approved size, colour, quality and design in floors/ walls upto required length, breadth and height, set in 20mm thick cement mortar (1:4), including cutting & edging the tiles where necessary filling the joints by white cement and matching colour including the cost of all materials etc. complete as per direction of Engineer in charge. Various size (on walls). | sqm | 61.3256 | 1819.02 | 111552.4929 | 4111317
303 | DT5 | U6 | P6 | D6 | C4 | Z2 | 64-160-20 | Supplying, fitting and fixing glazed tiles of approved size, colour, quality and design in floors/ walls upto required length, breadth and height, set in 20mm thick cement mortar (1:4), including cutting & edging the tiles where necessary filling the joints by white cement and matching colour including the cost of all materials etc. complete as per direction of Engineer in charge. Various size (on floors). | sqm | 41.4978 | 1964.09 | 81505.414 | 4111317
304 | DT5 | U6 | P6 | D6 | C4 | Z2 | 04-530 | Supplying, fitting and fixing 12 BWG galvanised barbed wire fencing (single line) with 2 ply wire, 4 points 100mm apart, fitted with balli posts/ angle posts etc. with necessary nails/ G.I. wire (2 ply 16 BWG) etc. complete as per direction of Engineer in charge (excluding the cost of posts). | m | 9063.4 | 25.12 | 227672.608 | 4111317
305 | DT5 | U6 | P6 | D6 | C4 | Z2 | 40-540-20 | Supplying and laying stone chips as filter in two layers (Top and bottom) as per specific size ranges and gradation including preparation of surface, grading, compacting each layer etc. complete with supply of all materials and as per direction of Engineer in charge. Well graded between 40mm to 20mm size. | cum | 1.16 | 8316.94 | 9647.6504 | 4111317
306 | DT5 | U6 | P6 | D6 | C4 | Z2 | 40-540-30 | Supplying and laying stone chips as filter in two layers (Top and bottom) as per specific size ranges and gradation including preparation of surface, grading, compacting each layer etc. complete with supply of all materials and as per direction of Engineer in charge. Well graded between 20mm to 5mm size. (Combination of sub-items 10 & 30 or 20 & 30 shall be used). | cum | 3.99 | 8801.77 | 35119.0623 | 4111317
307 | DT5 | U6 | P6 | D6 | C4 | Z2 | 40-550-20 | Supplying and laying sand as filter layers as per specific size ranges and gradation including preparation of surface, compacting in layer etc. complete with supply of all materials and as per direction of Engineer in charge. FM : 1.5 to 2.0 | cum | 9.44 | 2146.71 | 20264.9424 | 4111317
308 | DT5 | U6 | P6 | D6 | C4 | Z2 | 64-500-10 | Supplying, fitting and fixing C.I. sheet roofing, with G.I.nuts, limped, washers, screws, bolts etc. and fitting, fixing with 76mm hooks with at least 2 pitch lapping etc. complete, including the cost of all materials as per direction of Engineer in charge. 0.63mm or 24 BWG C.I. sheet. | sqm | 27.985 | 754.6 | 21117.481 | 4111317
309 | DT5 | U6 | P6 | D6 | C4 | Z2 | 36 | Supplying of 100mm dia PVC pipe including all necessary cost etc. complete as per direction of Engineer in charge. | m | 1.2 | 109.09 | 130.908 | 4111317
310 | DT5 | U6 | P6 | D6 | C4 | Z2 | 37 | Supplying of 25mm dia PVC pipe including all necessary cost etc. complete as per direction of Engineer in charge. | m | 26.2 | 29.83 | 781.546 | 4111317
311 | DT5 | U6 | P6 | D6 | C4 | Z2 | 80-340-30 | Supplying, fitting and fixing of gate valve of approved quality: 25mm dia | each | 6 | 590.27 | 3541.62 | 4111317
312 | DT5 | U6 | P6 | D6 | C4 | Z2 | 80-100-10 | Supplying and sinking 40mm dia G.I. tubewell pipe including test boring and hiring of all necessary equipments with all necessary fittings as required etc. all complete including the cost of all materials as per direction of Engineer in charge. Depth upto 60m. | m | 14.7 | 380.45 | 5592.615 | 4111317
313 | DT5 | U6 | P6 | D6 | C4 | Z2 | 80-140 | Supplying, fitting and fixing pump No. 6 for 40mm dia tubewell, as per approved quality with all accessories etc. complete including the cost of all materials as per direction of Engineer in charge. | each | 2 | 2861.35 | 5722.7 | 4111317
314 | DT5 | U6 | P6 | D6 | C4 | Z2 | 41 | Solar water pumping system (Average Flow rate : Minimum 40 liter/min, Centrifugal pump, 12 - 24 Volt DC Motor 1 HP, RPM 3000 Max., Panel power 900 - 1000 W, Charge Controller, Suction and delivery pipe of 38mm diameter, Cable, Mounting Structure & other accessories). | each | 2 | 112000 | 224000 | 4111317
315 | DT5 | U6 | P6 | D6 | C4 | Z2 | 80-205-30 | Supplying and installation of plastic overhead water tank including carriage and all accessories except preparation of base and cost of overflow pipe, of different capacity and size with cover and ball valve including fitting fixing inlet and outlet etc. complete as per direction of Engineer-in-charge. Capacity: 1000 ltr | each | 2 | 12744.84 | 25489.68 | 4111317
316 | DT5 | U6 | P6 | D6 | C4 | Z2 | 43 | Supplying, fitting and fixing Stainless Steel (SS) Railing for stair of Pond Sand Filter (PSF) as per drawing, design including welding and fixing etc. all complete as per direction of Engineer in charge. | sqm | 25 | 3129.43 | 78235.75 | 4111317
317 | DT5 | U6 | P6 | D6 | C4 | Z2 | 48-100 | Fine dressing and close turfing of the slopes and the crest of embankment with 75mm thick, good quality durba or charkanta sods of size 200mm x 200mm, with all leads and lifts, including ramming, watering until the turf grows properly, aintaining etc. complete (measurement will be given on well grown grass only) as per direction of Engineer in charge. | sqm | 5171.712 | 32.97 | 170511.3446 | 4111317
318 | DT5 | U6 | P6 | D6 | C4 | Z2 | 48-220 | Plantation of all kinds of timber plants and fruit plants such as Mehegany, Teak, Sal, Chamble, Mango, Jack, Lichi, Kul etc including cutting earth and supplying at site average 1.0m height plant, including putting manure by digging 45cm dia hole, to a depth of average 30cm, supplying and mixing 7.56 kg of manure, tieing the plant with 1.50m split bamboo post and keeping it wet for one month before plantation including guarding the plant for 6 months as per direction of Engineer in Charge. | each | 184 | 338.2 | 62228.8 | 4113102
319 | DT5 | U6 | P6 | D6 | C4 | Z2 | 72-100-10 | Plastic emulsion painting to walls and ceiling including sand papering the surface, scaffolding etc. complete, with all necessary lime cement putty to surface including the cost of all materials, as per direction of Engineer in charge: 3 coats. | sqm | 1.1 | 137.69 | 151.459 | 4111317
320 | DT5 | U6 | P6 | D6 | C4 | Z2 | 56-140-20 | Brick on end edging (single layer) across the road, with 1st class bricks, including cutting trenches true to enavel and grade, sand filliing (FM>=0.5), 40mm thick, sand blinding, levelling, dressing, ramming sides properly including supply of all materials etc. complete as per direction of Engineer in charge. 125 mm thick. | m | 394 | 196.99 | 77614.06 | 4111317
321 | DT5 | U6 | P6 | D6 | C4 | Z2 | 40-230-35 | Manufacturing and supplying C.C. blocks in leanest mix. 1:2:4 with cement, sand (FM>=2.0) and Stone Chips (40mm down graded) to attain a 28 days cylinder strength of 18 N/mm² including grading, washing stone chips, mixing, laying in forms, consolidation, curing for at least 21 days, including preparation of platform, shuttering and stacking in measurable stacks etc. complete including supply of all materials (steel shutter to be used) as per direction of Engineer in charge. Block Size: 40cmx40cmx40cm. | each | 0 | 1191.16 | 0 | 4111317
322 | DT5 | U6 | P6 | D6 | C4 | Z2 | 40-520-30 | Supplying and laying dry 1st class or pick jhama chips as filter in two layers (top and bottom) as per specific size, range and gradation, including breaking chips, grading, preparation of surface, compacting each layer etc. complete with supply of all materials and as per direction of Engineer in charge: Well graded between 20mm to 5mm size. (Combination of sub-item 10 & 30 or 20 & 30 shall be used) | cum | 0 | 5028.49 | 0 | 4111317
323 | DT5 | U6 | P6 | D6 | C4 | Z2 | 20-514 | Rubber Seal : (w=100mm, t=16mm, b=45mm). | m | 28.704 | 450 | 12916.8 | 4111317
324 | DT6 | U7 | P7 | D7 | C5 | Z3 | 16-100 | Erection of bamboo profile with full bamboo posts and pegs not less than 60mm in diameter and coir strings etc. complete as per direction of Engineer in charge. | each | 8 | 367.47 | 2939.76 | 4111310
325 | DT6 | U7 | P7 | D7 | C5 | Z3 | 04-700-10 | Erection and maintenance of site office and removal of the same after completion of work as per approved plans & drawings for the use of the Engineer-in-charge & his staff, Task force and field laboratory with adequate foundation, brick walls, acceptable outside & inside wall surface, concrete floor with floor tiles, false ceiling of gypsum board, windows are to be glazed & provided with steel grill & screen/blinds, doors with approved locks, furniture & fittings of approved quality, equipment & plant of approved quality, electricity, running water, sewerage, security fencing, 5 KVA stand-bye generator, IBM compatible PC with monitor, uninterruptible power supply (UPS), LaserJet printer (minimum 25 ppm), first aid-box, safety helmet, level/theodolite/EDM, consumables, stationeries, day & night guards & a tea boy and site office shall be ready for occupation by the Engineer-in-charge within 28 days of commencement of work, etc. complete as per direction of Engineer-in-charge. (This is a time related item; proportionate payment for this item shall be made distributing in each bill on the basis of percentage progress of the whole works under contract). Site office of minimum 38 sqm plinth area. | each | 1 | 508581.43 | 508581.43 | 4111310
326 | DT6 | U7 | P7 | D7 | C5 | Z3 | 12-310-20 | Bailing out of water with all leads and lifts by manual labour or pump, with all arrangements for protection of ring bund and side slopes of foundation pit against erosion or washout etc. complete (actual volume of work will be measured by sounding method before starting the work) as per direction of Engineer in charge. by pump. | cum | 14580.5005 | 7.46 | 108770.5337 | 4111310
327 | DT6 | U7 | P7 | D7 | C5 | Z3 | 16-490-20 | Earth work by manual labour in all kinds of soil for excavation/ re-excavation of pond/ tank and constructing bank as per design and specification, throwing the spoil earth in layers of 150mm including breaking clods, dressing, profiling etc. complete with all leads and lifts as per direction of Engineer in charge. For slushy or percolating soil. | cum | 0 | 261.13 | 0 | 4111310
328 | DT6 | U7 | P7 | D7 | C5 | Z3 | 16-410 | Earth work by Mechanical Excavator (Long Boom) in all kinds of soil in excavation / re-excavation of channel/canal/khal etc. including disposal of spoil-soil upto 30m away from the point of excavation with rough dressing and levelling etc. complete as per direction of Engineer-in-Charge. | cum | 23202.9221 | 126.47 | 2934473.5643 | 4111310
329 | DT6 | U7 | P7 | D7 | C5 | Z3 | 16-420 | Extra Rate for every additional shift of Dredged/Excavated earth or shifting of earth by Mechanical Excavator (Long Boom) of 30m or part thereof beyond the initial shift of 30m upto a maximum of 9 shift for all kind of earthwork shift. (Unit: per shift per cum). No. of shift = ... Nos. | pspc | 7243.2 | 40.04 | 290017.728 | 4111310
330 | DT6 | U7 | P7 | D7 | C5 | Z3 | 16-430-10 | Extra Rate for Carriage of Dredged earth/Excavated earth or shifting of earth by dump truck including loading, unloading complete as per direction of Engineer in charge. Carriage by Dump Truck: Up to 1.0 km | cum | 15959.7221 | 84.64 | 1350830.8828 | 4111310
331 | DT6 | U7 | P7 | D7 | C5 | Z3 | 16-150-10 | Compaction of earth in constructing/resectioning of embankment/ canal bank/road/river slopes etc. by mechanical equipment to attain 85% / 90% maximum dry density at optimum moisture content with reference to laboratory density test AASTHO-180 modified hammer in all kinds of soils as per direction of Engineer in charge. 0.0m to 6.0m height and above, with 85% compaction. | cum | 7243.2 | 31.23 | 226205.136 | 4111310
332 | DT6 | U7 | P7 | D7 | C5 | Z3 | 16-310-20 | Providing clay blanket/clay core by carried earth supplied at contractor's own cost (including royalty) in different thickness over embankment crest and side slopes/embankment core/bed and slope of irrigation canal/crest and side slopes of irrigation canal dykes etc. with selected clay (clay content minimum 80% and silt content maximum 20%) including throwing clay in layers not exceeding 150mm in thickness, clod breaking, benching the side slopes, and compacting to 85% maximum dry density at optimum moisture content with suitable equipment, dressing etc. complete (clay blanket should be extended upto 0.5m below the berm on the outside of embankment/ irrigation canal dyke etc.) as per design, specification and direction of Engineer in charge. Carried by truck/boat or any means: 300m to 1.0km. | cum | 1543.8801 | 541.48 | 835980.1803 | 4111310
333 | DT6 | U7 | P7 | D7 | C5 | Z3 | 16-310-30 | Providing clay blanket/clay core by carried earth supplied at contractor's own cost (including royalty) in different thickness over embankment crest and side slopes/embankment core/bed and slope of irrigation canal/crest and side slopes of irrigation canal dykes etc. with selected clay (clay content minimum 80% and silt content maximum 20%) including throwing clay in layers not exceeding 150mm in thickness, clod breaking, benching the side slopes, and compacting to 85% maximum dry density at optimum moisture content with suitable equipment, dressing etc. complete (clay blanket should be extended upto 0.5m below the berm on the outside of embankment/ irrigation canal dyke etc.) as per design, specification and direction of Engineer in charge. Carried by truck/boat or any means: 1.0km to 5.0km. (Extra rate) | cum | 0 | 49.09 | 0 | 4111310
334 | DT6 | U7 | P7 | D7 | C5 | Z3 | 16-500 | Earth work in excavation of foundation trenches in all kinds of soils including levelling, dressing, placing, removal of spoils to a safe distance with initial lead of 30m and lift of 1.5m as per direction of Engineer in charge. | cum | 306.7928 | 238.12 | 73053.5039 | 4111317
335 | DT6 | U7 | P7 | D7 | C5 | Z3 | 16-620-30 | Shoring for slope protection of foundation trench, canal, embankment, road, pond etc. as per design slopes, grades including removal of spoils to a safe distance as per direction of Engineer in charge. By local hard wood ballah post of 6.0m length, 125mm dia, 1.0m c/c, and 2.0m drive with 6.0m long bamboo of avarage 75mm dia, @ 1.0m c/c and 2.0m drive with drum sheet walling and average 70mm dia half split bamboo batten @ 2.0m c/c fixed with nails. | sqm | 18.075 | 1014.47 | 18336.5452 | 4111317
336 | DT6 | U7 | P7 | D7 | C5 | Z3 | 16-540-20 | Supplying and filling sand in foundation of hydraulic structures, buildings and in protective works with selected sand, in 150mm thick layer, including levelling, dressing, ramming, watering etc. complete (compacted to 50% relative density by manual labour using mallet/ vibro compactor) as per direction of Engineer in charge. Sand of FM>=1.50 | cum | 217.0623 | 1636.6 | 355244.1602 | 4111317
337 | DT6 | U7 | P7 | D7 | C5 | Z3 | 20-100-10 | Single brick flat soling including preparation of bed, sand filling (FM>=0.50), levelling, dressing and sand blinding in foundation or floor with supply of all materials etc. complete and as per direction of Engineer in charge. With 1st class bricks | sqm | 608.103 | 445.19 | 270721.3746 | 4111317
338 | DT6 | U7 | P7 | D7 | C5 | Z3 | 20-200-10 | Brick work with 1st. class bricks in cement mortar (sand of FM>=1.50) in foundation and plinth, including soaking bricks in clean water for 6 hours, cleaning the bricks, raking out joints, staging, sorting, curing at least for 7 days, including supply of all materials etc. complete and as per direction of Engineer in charge. proportion: 1:4 | cum | 416.9334 | 445.19 | 185614.5803 | 4111317
339 | DT6 | U7 | P7 | D7 | C5 | Z3 | 20-220-10 | Extra rate for brick work in superstructure in different stories, over the rates of brick work in foundation and plinth: Ground floor superstructure | cum | 355.3654 | 205.43 | 73002.7141 | 4111317
340 | DT6 | U7 | P7 | D7 | C5 | Z3 | 24-100-10 | Minimum 20mm thick sand cement plaster, (sand of FM>=1.3) in ground floor, including scaffolding, raking out joints, making sharp edges and corners, cleaning the surface, curing for at least seven days etc. complete including the cost of all materials and as per direction of Engineer in charge. proportion 1:4 | sqm | 793.6886 | 400.63 | 317975.4638 | 4111317
341 | DT6 | U7 | P7 | D7 | C5 | Z3 | 24-180 | Neat cement finishing on plaster surfaces just after initial setting of plaster in all floors including curing at least for seven days with supply of all materials etc complete as per direction of Engineer in charge. | sqm | 23.53 | 107.4 | 2527.122 | 4111317
342 | DT6 | U7 | P7 | D7 | C5 | Z3 | 28-120-30 | Cement concrete work in leanest mix. 1:3:6 with sand of FM>=1.5, in foundation or floor including breaking, screening, grading and washing aggregates with clear water, mixing, laying in position, consolidation to levels, curing, including supply of all materials, excluding the cost of formworks etc. complete as per direction of Engineer in charge. With 25mm down graded stone shingles. | cum | 231.1045 | 10881.03 | 2514655.5417 | 4111317
343 | DT6 | U7 | P7 | D7 | C5 | Z3 | 76-120-10 | M.S. Work for reinforcement with deformed M.S. bar, fy=400 N/mm², (made from billet) in RCC works, including local handling, cutting, forging, bending, cleaning and fabrication with supply of deformed M.S. bar in different sizes and binding with 22 to 18 gages G.I. wire etc. complete including the cost of all materials as per direction of Engineer in charge. 8mm dia to 30mm dia. | kg | 46318.7936 | 102.44 | 4744897.2178 | 4111317
344 | DT6 | U7 | P7 | D7 | C5 | Z3 | 76-170 | M.S. Work in plates, angles, channels, flat bars, Tees etc. including fabricating, machining, cutting, bending, welding, forging, drilling, revetting, embedding anchor bars, staging and fitting, fixing, local handling etc. comlpete with energy consumption and supply of labours including the cost of materials as per design, specification and direction of Engineer in charge. | kg | 71.4 | 161.49 | 11530.386 | 4111317
345 | DT6 | U7 | P7 | D7 | C5 | Z3 | 28-200-10 | Reinforced cement concrete work in leanest mix. 1:1.5:3, with 20mm down graded coarse aggregates and sand of FM>2.0 to FM<=2.5, to attain a minimum 28 day cylinder strength of 22.0 N/mm², including breaking, screening, grading, ashing aggregates with clean water, mixing, laying in forms, consolidation to levels, curing, including supply of all materials, excluding cost of M.S. work for reinforcements and formworks etc. complete and as per direction of Engineer in charge. with stone chips | cum | 578.4898 | 14984.06 | 8668126.1737 | 4111317
346 | DT6 | U7 | P7 | D7 | C5 | Z3 | 36-150-60 | Formwork for centering and water tight shuttering as per drawing with 14 BWG M.S. sheet, fitted and fixed with 40mmx40mmx6mm M.S. angle frame and 25mmx6mm F.I. bar stiffener, with necessary fabrication, welding, making the forms including fitting, fixing of steel forms with necessary ties, battens, struts, nuts & bolts, props etc. as per desired shape and size including levelling and removing the forms after specified period including the cost of all materials as per direction of Engineer in charge. Footing, footing beams, grade beams, foundation slab with 60-80mm dia barrack bamboo props. | sqm | 2113.3296 | 924.95 | 1954724.2135 | 4111317
347 | DT6 | U7 | P7 | D7 | C5 | Z3 | 36-150-10 | Formwork for centering and water tight shuttering as per drawing with 14 BWG M.S. sheet, fitted and fixed with 40mmx40mmx6mm M.S. angle frame and 25mmx6mm F.I. bar stiffener, with necessary fabrication, welding, making the forms including fitting, fixing of steel forms with necessary ties, battens, struts, nuts & bolts, props etc. as per desired shape and size including levelling and removing the forms after specified period including the cost of all materials as per direction of Engineer in charge. Vertical and inclined walls, columns, piers with 60-80mm dia barrack bamboo props. | sqm | 1119.87 | 1143.84 | 1280952.1008 | 4111317
348 | DT6 | U7 | P7 | D7 | C5 | Z3 | 44-200 | Construction of pile yard for casting RCC pile with 50mm thick cement concrete (1:3:6) with cement, sand (FM>=1.5) and 20mm down graded picked jhama or 1st class brick chips including breaking, screening, grading and washing chips, mixing, laying and compacting to levels, over a brick flat soling with 1st class bricks including preparation of base, sand filling to make a level base, ramming and sand blinding with sand of FM>=0.8 etc. complete with neat cement finish over the concrete surface including the cost for supply of all materials and as per direction of Engineer in charge. | sqm | 300 | 779.95 | 233985 | 4111317
349 | DT6 | U7 | P7 | D7 | C5 | Z3 | 44-110 | Manufacturing, supplying and fitting fixing M.S. Shoe at RCC pile tip with tip area 20mmx20mm, butt area 135mmx135mm and height 200mm, fabricated with 6mm thick 4 nos M.S. plate (20mmx135mmx200mm) at sides and one plate (20mmx20mm) at tip, having 6mm thick continuous fillet weld at all joints and 16mm dia 500mm long anchor bar welded to the tip plate at one end and hooked at the other end etc. complete including cost of all materials and as per direction of Engineer in charge. | each | 24 | 1211.78 | 29082.72 | 4111317
350 | DT6 | U7 | P7 | D7 | C5 | Z3 | 44-100-40 | Driving precast RCC pile upto 15.0 m length including layout, providing center line and Bench Mark pillars, carriage of piles from yard to driving point and driving through hard strata, if any, including the cost of installation, demobilization and carriage of all equipments, auxillary items, labours, materials etc. complete, as per direction of Engineer in charge. Size 350mm x 350mm | m | 288 | 866.68 | 249603.84 | 4111317
351 | DT6 | U7 | P7 | D7 | C5 | Z3 | 44-140 | Labour for breaking of head of cast in situ bored pile/precast pile upto required length by any means and removing the dismantled materials such as concrete to a safe distance including scrapping and removing concrete from steel/M.S. rods, all sorts of handling, stacking the same properly after clearing, levelling and dressing the site and clearing the river bed etc. complete as per direction of Engineer in charge. | cum | 1.47 | 3585.89 | 5271.2583 | 4111317
352 | DT6 | U7 | P7 | D7 | C5 | Z3 | 40-230-40 | Manufacturing and supplying C.C. blocks in leanest mix. 1:2:4 with cement, sand (FM>=2.0) and Stone Chips (40mm down graded) to attain a 28 days cylinder strength of 18 N/mm² including grading, washing stone chips, mixing, laying in forms, consolidation, curing for at least 21 days, including preparation of platform, shuttering and stacking in measurable stacks etc. complete including supply of all materials (steel shutter to be used) as per direction of Engineer in charge. Block Size: 40cmx40cmx20cm. | each | 2012 | 497.56 | 1001090.72 | 4111317
353 | DT6 | U7 | P7 | D7 | C5 | Z3 | 40-270-10 | Labour charge for protective works in laying CC blocks of different sizes including preparation of base, watering and ramming of base etc. complete as per direction of Engineer in charge. Within 200 m. | cum | 64.384 | 1395.03 | 89817.6115 | 4111317
354 | DT6 | U7 | P7 | D7 | C5 | Z3 | 28-100-20 | Cement concrete work in leanest mix. 1:4:8, with sand of M>=1.5, in foundation or floor, including breaking, screening, grading and washing aggregates with clear water, mixing, laying in position, consolidation to levels, curing, including supply of all materials, excluding the cost of formworks etc. complete as per direction of Engineer in charge. With 25mm down graded stone chips. | cum | 0.7575 | 12860.45 | 9741.7909 | 4111317
355 | DT6 | U7 | P7 | D7 | C5 | Z3 | 30 | Supplying, fitting and fixing of paving tiles of size : 300mm x 300mm of approved colour, quality and design in pavement walkway up to required length, breadth and height, set in 20mm thick cement mortar (1:4), including cutting & edging the tiles where necessary filling the joints by white cement and matching colour including the cost of all materials etc. complete as per direction of Engineer in charge. | sqm | 831.8 | 1631.06 | 1356715.708 | 4111317
356 | DT6 | U7 | P7 | D7 | C5 | Z3 | 64-160-10 | Supplying, fitting and fixing glazed tiles of approved size, colour, quality and design in floors/ walls upto required length, breadth and height, set in 20mm thick cement mortar (1:4), including cutting & edging the tiles where necessary filling the joints by white cement and matching colour including the cost of all materials etc. complete as per direction of Engineer in charge. Various size (on walls). | sqm | 392.516 | 1816.14 | 712864.0082 | 4111317
357 | DT6 | U7 | P7 | D7 | C5 | Z3 | 64-160-20 | Supplying, fitting and fixing glazed tiles of approved size, colour, quality and design in floors/ walls upto required length, breadth and height, set in 20mm thick cement mortar (1:4), including cutting & edging the tiles where necessary filling the joints by white cement and matching colour including the cost of all materials etc. complete as per direction of Engineer in charge. Various size (on floors). | sqm | 54.2938 | 1961.21 | 106481.465 | 4111317
358 | DT6 | U7 | P7 | D7 | C5 | Z3 | 04-530 | Supplying, fitting and fixing 12 BWG galvanised barbed wire fencing (single line) with 2 ply wire, 4 points 100mm apart, fitted with balli posts/ angle posts etc. with necessary nails/ G.I. wire (2 ply 16 BWG) etc. complete as per direction of Engineer in charge (excluding the cost of posts). | m | 43344 | 25.12 | 1088801.28 | 4111317
359 | DT6 | U7 | P7 | D7 | C5 | Z3 | 40-540-20 | Supplying and laying stone chips as filter in two layers (Top and bottom) as per specific size ranges and gradation including preparation of surface, grading, compacting each layer etc. complete with supply of all materials and as per direction of Engineer in charge. Well graded between 40mm to 20mm size. | cum | 1.8 | 7710.91 | 13879.638 | 4111317
360 | DT6 | U7 | P7 | D7 | C5 | Z3 | 40-540-30 | Supplying and laying stone chips as filter in two layers (Top and bottom) as per specific size ranges and gradation including preparation of surface, grading, compacting each layer etc. complete with supply of all materials and as per direction of Engineer in charge. Well graded between 20mm to 5mm size. (Combination of sub-items 10 & 30 or 20 & 30 shall be used). | cum | 5.9412 | 8559.35 | 50852.8102 | 4111317
361 | DT6 | U7 | P7 | D7 | C5 | Z3 | 40-550-20 | Supplying and laying sand as filter layers as per specific size ranges and gradation including preparation of surface, compacting in layer etc. complete with supply of all materials and as per direction of Engineer in charge. FM : 1.5 to 2.0 | cum | 4.1868 | 2025.5 | 8480.3634 | 4111317
362 | DT6 | U7 | P7 | D7 | C5 | Z3 | 64-500-10 | Supplying, fitting and fixing C.I. sheet roofing, with G.I.nuts, limped, washers, screws, bolts etc. and fitting, fixing with 76mm hooks with at least 2 pitch lapping etc. complete, including the cost of all materials as per direction of Engineer in charge. 0.63mm or 24 BWG C.I. sheet. | sqm | 37.5 | 754.6 | 28297.5 | 4111317
363 | DT6 | U7 | P7 | D7 | C5 | Z3 | 36 | Supplying of 100mm dia PVC pipe including all necessary cost etc. complete as per direction of Engineer in charge. | m | 1.8 | 109.09 | 196.362 | 4111317
364 | DT6 | U7 | P7 | D7 | C5 | Z3 | 37 | Supplying of 25mm dia PVC pipe including all necessary cost etc. complete as per direction of Engineer in charge. | m | 43.75 | 29.83 | 1305.0625 | 4111317
365 | DT6 | U7 | P7 | D7 | C5 | Z3 | 80-340-30 | Supplying, fitting and fixing of gate valve of approved quality: 25mm dia | each | 9 | 590.27 | 5312.43 | 4111317
366 | DT6 | U7 | P7 | D7 | C5 | Z3 | 80-100-10 | Supplying and sinking 40mm dia G.I. tubewell pipe including test boring and hiring of all necessary equipments with all necessary fittings as required etc. all complete including the cost of all materials as per direction of Engineer in charge. Depth upto 60m. | m | 31.65 | 380.45 | 12041.2425 | 4111317
367 | DT6 | U7 | P7 | D7 | C5 | Z3 | 80-140 | Supplying, fitting and fixing pump No. 6 for 40mm dia tubewell, as per approved quality with all accessories etc. complete including the cost of all materials as per direction of Engineer in charge. | each | 3 | 2861.35 | 8584.05 | 4111317
368 | DT6 | U7 | P7 | D7 | C5 | Z3 | 41 | Solar water pumping system (Average Flow rate : Minimum 40 liter/min, Centrifugal pump, 12 - 24 Volt DC Motor 1 HP, RPM 3000 Max., Panel power 900 - 1000 W, Charge Controller, Suction and delivery pipe of 38mm diameter, Cable, Mounting Structure & other accessories). | each | 3 | 112000 | 336000 | 4111317
369 | DT6 | U7 | P7 | D7 | C5 | Z3 | 80-205-30 | Supplying and installation of plastic overhead water tank including carriage and all accessories except preparation of base and cost of overflow pipe, of different capacity and size with cover and ball valve including fitting fixing inlet and outlet etc. complete as per direction of Engineer-in-charge. Capacity: 1000 ltr | each | 3 | 12744.84 | 38234.52 | 4111317
370 | DT6 | U7 | P7 | D7 | C5 | Z3 | 43 | Supplying, fitting and fixing Stainless Steel (SS) Railing for stair of Pond Sand Filter (PSF) as per drawing, design including welding and fixing etc. all complete as per direction of Engineer in charge. | sqm | 37.5 | 3129.43 | 117353.625 | 4111317
371 | DT6 | U7 | P7 | D7 | C5 | Z3 | 48-100 | Fine dressing and close turfing of the slopes and the crest of embankment with 75mm thick, good quality durba or charkanta sods of size 200mm x 200mm, with all leads and lifts, including ramming, watering until the turf grows properly, aintaining etc. complete (measurement will be given on well grown grass only) as per direction of Engineer in charge. | sqm | 4305.68 | 32.97 | 141958.2696 | 4111317
372 | DT6 | U7 | P7 | D7 | C5 | Z3 | 48-220 | Plantation of all kinds of timber plants and fruit plants such as Mehegany, Teak, Sal, Chamble, Mango, Jack, Lichi, Kul etc including cutting earth and supplying at site average 1.0m height plant, including putting manure by digging 45cm dia hole, to a depth of average 30cm, supplying and mixing 7.56 kg of manure, tieing the plant with 1.50m split bamboo post and keeping it wet for one month before plantation including guarding the plant for 6 months as per direction of Engineer in Charge. | each | 104 | 338.2 | 35172.8 | 4113102
373 | DT6 | U7 | P7 | D7 | C5 | Z3 | 72-100-10 | Plastic emulsion painting to walls and ceiling including sand papering the surface, scaffolding etc. complete, with all necessary lime cement putty to surface including the cost of all materials, as per direction of Engineer in charge: 3 coats. | sqm | 1.1 | 137.69 | 151.459 | 4111317
374 | DT6 | U7 | P7 | D7 | C5 | Z3 | 56-140-20 | Brick on end edging (single layer) across the road, with 1st class bricks, including cutting trenches true to enavel and grade, sand filliing (FM>=0.5), 40mm thick, sand blinding, levelling, dressing, ramming sides properly including supply of all materials etc. complete as per direction of Engineer in charge. 125 mm thick. | m | 0 | 0 | 0 | 4111317
375 | DT6 | U7 | P7 | D7 | C5 | Z3 | 40-230-35 | Manufacturing and supplying C.C. blocks in leanest mix. 1:2:4 with cement, sand (FM>=2.0) and Stone Chips (40mm down graded) to attain a 28 days cylinder strength of 18 N/mm² including grading, washing stone chips, mixing, laying in forms, consolidation, curing for at least 21 days, including preparation of platform, shuttering and stacking in measurable stacks etc. complete including supply of all materials (steel shutter to be used) as per direction of Engineer in charge. Block Size: 40cmx40cmx40cm. | each | 0 | 0 | 0 | 4111317
376 | DT6 | U7 | P7 | D7 | C5 | Z3 | 40-520-30 | Supplying and laying dry 1st class or pick jhama chips as filter in two layers (top and bottom) as per specific size, range and gradation, including breaking chips, grading, preparation of surface, compacting each layer etc. complete with supply of all materials and as per direction of Engineer in charge: Well graded between 20mm to 5mm size. (Combination of sub-item 10 & 30 or 20 & 30 shall be used) | cum | 0 | 0 | 0 | 4111317
377 | DT6 | U7 | P7 | D7 | C5 | Z3 | 20-514 | Rubber Seal : (w=100mm, t=16mm, b=45mm). | m | 43.056 | 450 | 19375.2 | 4111317

## Item_Code_Summary
| Item Code | Description | Unit | Quantity | Amount
0 | 16-100 | Erection of bamboo profile with full bamboo posts and pegs not less than 60mm in diameter and coir strings etc. complete as per direction of Engineer in charge. | each | 234 | 85974.42
1 | 04-700-10 | Erection and maintenance of site office and removal of the same after completion of work as per approved plans & drawings for the use of the Engineer-in-charge & his staff, Task force and field laboratory with adequate foundation, brick walls, acceptable outside & inside wall surface, concrete floor with floor tiles, false ceiling of gypsum board, windows are to be glazed & provided with steel grill & screen/blinds, doors with approved locks, furniture & fittings of approved quality, equipment & plant of approved quality, electricity, running water, sewerage, security fencing, 5 KVA stand-bye generator, IBM compatible PC with monitor, uninterruptible power supply (UPS), LaserJet printer (minimum 25 ppm), first aid-box, safety helmet, level/theodolite/EDM, consumables, stationeries, day & night guards & a tea boy and site office shall be ready for occupation by the Engineer-in-charge within 28 days of commencement of work, etc. complete as per direction of Engineer-in-charge. (This is a time related item; proportionate payment for this item shall be made distributing in each bill on the basis of percentage progress of the whole works under contract). Site office of minimum 38 sqm plinth area. | each | 7 | 3560070.01
2 | 12-310-20 | Bailing out of water with all leads and lifts by manual labour or pump, with all arrangements for protection of ring bund and side slopes of foundation pit against erosion or washout etc. complete (actual volume of work will be measured by sounding method before starting the work) as per direction of Engineer in charge. by pump. | cum | 263257.1005 | 1963897.9697
3 | 16-490-20 | Earth work by manual labour in all kinds of soil for excavation/ re-excavation of pond/ tank and constructing bank as per design and specification, throwing the spoil earth in layers of 150mm including breaking clods, dressing, profiling etc. complete with all leads and lifts as per direction of Engineer in charge. For slushy or percolating soil. | cum | 22069.5 | 5531058.09
4 | 16-410 | Earth work by Mechanical Excavator (Long Boom) in all kinds of soil in excavation / re-excavation of channel/canal/khal etc. including disposal of spoil-soil upto 30m away from the point of excavation with rough dressing and levelling etc. complete as per direction of Engineer-in-Charge. | cum | 749935.6477 | 94844361.36
5 | 16-420 | Extra Rate for every additional shift of Dredged/Excavated earth or shifting of earth by Mechanical Excavator (Long Boom) of 30m or part thereof beyond the initial shift of 30m upto a maximum of 9 shift for all kind of earthwork shift. (Unit: per shift per cum). No. of shift = ... Nos. | pspc | 104762.9652 | 9356166.627
6 | 16-430-10 | Extra Rate for Carriage of Dredged earth/Excavated earth or shifting of earth by dump truck including loading, unloading complete as per direction of Engineer in charge. Carriage by Dump Truck: Up to 1.0 km | cum | 641540.4343 | 54298368.3462
7 | 16-150-10 | Compaction of earth in constructing/resectioning of embankment/ canal bank/road/river slopes etc. by mechanical equipment to attain 85% / 90% maximum dry density at optimum moisture content with reference to laboratory density test AASTHO-180 modified hammer in all kinds of soils as per direction of Engineer in charge. 0.0m to 6.0m height and above, with 85% compaction. | cum | 115660.957 | 3612091.6871
8 | 16-310-20 | Providing clay blanket/clay core by carried earth supplied at contractor's own cost (including royalty) in different thickness over embankment crest and side slopes/embankment core/bed and slope of irrigation canal/crest and side slopes of irrigation canal dykes etc. with selected clay (clay content minimum 80% and silt content maximum 20%) including throwing clay in layers not exceeding 150mm in thickness, clod breaking, benching the side slopes, and compacting to 85% maximum dry density at optimum moisture content with suitable equipment, dressing etc. complete (clay blanket should be extended upto 0.5m below the berm on the outside of embankment/ irrigation canal dyke etc.) as per design, specification and direction of Engineer in charge. Carried by truck/boat or any means: 300m to 1.0km. | cum | 14414.4941 | 7805160.2461
9 | 16-310-30 | Providing clay blanket/clay core by carried earth supplied at contractor's own cost (including royalty) in different thickness over embankment crest and side slopes/embankment core/bed and slope of irrigation canal/crest and side slopes of irrigation canal dykes etc. with selected clay (clay content minimum 80% and silt content maximum 20%) including throwing clay in layers not exceeding 150mm in thickness, clod breaking, benching the side slopes, and compacting to 85% maximum dry density at optimum moisture content with suitable equipment, dressing etc. complete (clay blanket should be extended upto 0.5m below the berm on the outside of embankment/ irrigation canal dyke etc.) as per design, specification and direction of Engineer in charge. Carried by truck/boat or any means: 1.0km to 5.0km. (Extra rate) | cum | 11779.4814 | 578254.7439
10 | 16-500 | Earth work in excavation of foundation trenches in all kinds of soils including levelling, dressing, placing, removal of spoils to a safe distance with initial lead of 30m and lift of 1.5m as per direction of Engineer in charge. | cum | 9920.5622 | 2362284.2675
11 | 16-620-30 | Shoring for slope protection of foundation trench, canal, embankment, road, pond etc. as per design slopes, grades including removal of spoils to a safe distance as per direction of Engineer in charge. By local hard wood ballah post of 6.0m length, 125mm dia, 1.0m c/c, and 2.0m drive with 6.0m long bamboo of avarage 75mm dia, @ 1.0m c/c and 2.0m drive with drum sheet walling and average 70mm dia half split bamboo batten @ 2.0m c/c fixed with nails. | sqm | 222.105 | 225318.8594
12 | 16-540-20 | Supplying and filling sand in foundation of hydraulic structures, buildings and in protective works with selected sand, in 150mm thick layer, including levelling, dressing, ramming, watering etc. complete (compacted to 50% relative density by manual labour using mallet/ vibro compactor) as per direction of Engineer in charge. Sand of FM>=1.50 | cum | 2927.6767 | 4820441.4756
13 | 20-100-10 | Single brick flat soling including preparation of bed, sand filling (FM>=0.50), levelling, dressing and sand blinding in foundation or floor with supply of all materials etc. complete and as per direction of Engineer in charge. With 1st class bricks | sqm | 1190.943 | 530195.9142
14 | 20-200-10 | Brick work with 1st. class bricks in cement mortar (sand of FM>=1.50) in foundation and plinth, including soaking bricks in clean water for 6 hours, cleaning the bricks, raking out joints, staging, sorting, curing at least for 7 days, including supply of all materials etc. complete and as per direction of Engineer in charge. proportion: 1:4 | cum | 1232.5017 | 6216399.6972
15 | 20-220-10 | Extra rate for brick work in superstructure in different stories, over the rates of brick work in foundation and plinth: Ground floor superstructure | cum | 924.9207 | 190006.4499
16 | 24-100-10 | Minimum 20mm thick sand cement plaster, (sand of FM>=1.3) in ground floor, including scaffolding, raking out joints, making sharp edges and corners, cleaning the surface, curing for at least seven days etc. complete including the cost of all materials and as per direction of Engineer in charge. proportion 1:4 | sqm | 2532.6486 | 1012939.3662
17 | 24-180 | Neat cement finishing on plaster surfaces just after initial setting of plaster in all floors including curing at least for seven days with supply of all materials etc complete as per direction of Engineer in charge. | sqm | 859.14 | 92271.636
18 | 28-120-30 | Cement concrete work in leanest mix. 1:3:6 with sand of FM>=1.5, in foundation or floor including breaking, screening, grading and washing aggregates with clear water, mixing, laying in position, consolidation to levels, curing, including supply of all materials, excluding the cost of formworks etc. complete as per direction of Engineer in charge. With 25mm down graded stone shingles. | cum | 822.1539 | 9489350.794
19 | 76-120-10 | M.S. Work for reinforcement with deformed M.S. bar, fy=400 N/mm², (made from billet) in RCC works, including local handling, cutting, forging, bending, cleaning and fabrication with supply of deformed M.S. bar in different sizes and binding with 22 to 18 gages G.I. wire etc. complete including the cost of all materials as per direction of Engineer in charge. 8mm dia to 30mm dia. | kg | 466994.125 | 47838878.1695
20 | 76-170 | M.S. Work in plates, angles, channels, flat bars, Tees etc. including fabricating, machining, cutting, bending, welding, forging, drilling, revetting, embedding anchor bars, staging and fitting, fixing, local handling etc. comlpete with energy consumption and supply of labours including the cost of materials as per design, specification and direction of Engineer in charge. | kg | 1678.0003 | 270980.2604
21 | 28-200-10 | Reinforced cement concrete work in leanest mix. 1:1.5:3, with 20mm down graded coarse aggregates and sand of FM>2.0 to FM<=2.5, to attain a minimum 28 day cylinder strength of 22.0 N/mm², including breaking, screening, grading, ashing aggregates with clean water, mixing, laying in forms, consolidation to levels, curing, including supply of all materials, excluding cost of M.S. work for reinforcements and formworks etc. complete and as per direction of Engineer in charge. with stone chips | cum | 9596.3929 | 148808366.8351
22 | 36-150-60 | Formwork for centering and water tight shuttering as per drawing with 14 BWG M.S. sheet, fitted and fixed with 40mmx40mmx6mm M.S. angle frame and 25mmx6mm F.I. bar stiffener, with necessary fabrication, welding, making the forms including fitting, fixing of steel forms with necessary ties, battens, struts, nuts & bolts, props etc. as per desired shape and size including levelling and removing the forms after specified period including the cost of all materials as per direction of Engineer in charge. Footing, footing beams, grade beams, foundation slab with 60-80mm dia barrack bamboo props. | sqm | 16117.3512 | 14907743.9511
23 | 36-150-10 | Formwork for centering and water tight shuttering as per drawing with 14 BWG M.S. sheet, fitted and fixed with 40mmx40mmx6mm M.S. angle frame and 25mmx6mm F.I. bar stiffener, with necessary fabrication, welding, making the forms including fitting, fixing of steel forms with necessary ties, battens, struts, nuts & bolts, props etc. as per desired shape and size including levelling and removing the forms after specified period including the cost of all materials as per direction of Engineer in charge. Vertical and inclined walls, columns, piers with 60-80mm dia barrack bamboo props. | sqm | 19972.7571 | 22845638.4778
24 | 44-200 | Construction of pile yard for casting RCC pile with 50mm thick cement concrete (1:3:6) with cement, sand (FM>=1.5) and 20mm down graded picked jhama or 1st class brick chips including breaking, screening, grading and washing chips, mixing, laying and compacting to levels, over a brick flat soling with 1st class bricks including preparation of base, sand filling to make a level base, ramming and sand blinding with sand of FM>=0.8 etc. complete with neat cement finish over the concrete surface including the cost for supply of all materials and as per direction of Engineer in charge. | sqm | 2376 | 1853678.76
25 | 44-110 | Manufacturing, supplying and fitting fixing M.S. Shoe at RCC pile tip with tip area 20mmx20mm, butt area 135mmx135mm and height 200mm, fabricated with 6mm thick 4 nos M.S. plate (20mmx135mmx200mm) at sides and one plate (20mmx20mm) at tip, having 6mm thick continuous fillet weld at all joints and 16mm dia 500mm long anchor bar welded to the tip plate at one end and hooked at the other end etc. complete including cost of all materials and as per direction of Engineer in charge. | each | 264 | 319909.92
26 | 44-100-40 | Driving precast RCC pile upto 15.0 m length including layout, providing center line and Bench Mark pillars, carriage of piles from yard to driving point and driving through hard strata, if any, including the cost of installation, demobilization and carriage of all equipments, auxillary items, labours, materials etc. complete, as per direction of Engineer in charge. Size 350mm x 350mm | m | 3168 | 2745642.24
27 | 44-140 | Labour for breaking of head of cast in situ bored pile/precast pile upto required length by any means and removing the dismantled materials such as concrete to a safe distance including scrapping and removing concrete from steel/M.S. rods, all sorts of handling, stacking the same properly after clearing, levelling and dressing the site and clearing the river bed etc. complete as per direction of Engineer in charge. | cum | 60.4849 | 216892.1439
28 | 40-230-40 | Manufacturing and supplying C.C. blocks in leanest mix. 1:2:4 with cement, sand (FM>=2.0) and Stone Chips (40mm down graded) to attain a 28 days cylinder strength of 18 N/mm² including grading, washing stone chips, mixing, laying in forms, consolidation, curing for at least 21 days, including preparation of platform, shuttering and stacking in measurable stacks etc. complete including supply of all materials (steel shutter to be used) as per direction of Engineer in charge. Block Size: 40cmx40cmx20cm. | each | 20118 | 10187083.2
29 | 40-270-10 | Labour charge for protective works in laying CC blocks of different sizes including preparation of base, watering and ramming of base etc. complete as per direction of Engineer in charge. Within 200 m. | cum | 658.176 | 918175.2653
30 | 28-100-20 | Cement concrete work in leanest mix. 1:4:8, with sand of M>=1.5, in foundation or floor, including breaking, screening, grading and washing aggregates with clear water, mixing, laying in position, consolidation to levels, curing, including supply of all materials, excluding the cost of formworks etc. complete as per direction of Engineer in charge. With 25mm down graded stone chips. | cum | 9.9275 | 127533.7142
31 | 30 | Supplying, fitting and fixing of paving tiles of size : 300mm x 300mm of approved colour, quality and design in pavement walkway up to required length, breadth and height, set in 20mm thick cement mortar (1:4), including cutting & edging the tiles where necessary filling the joints by white cement and matching colour including the cost of all materials etc. complete as per direction of Engineer in charge. | sqm | 8185.8 | 13351530.948
32 | 64-160-10 | Supplying, fitting and fixing glazed tiles of approved size, colour, quality and design in floors/ walls upto required length, breadth and height, set in 20mm thick cement mortar (1:4), including cutting & edging the tiles where necessary filling the joints by white cement and matching colour including the cost of all materials etc. complete as per direction of Engineer in charge. Various size (on walls). | sqm | 1442.5393 | 2621778.642
33 | 64-160-20 | Supplying, fitting and fixing glazed tiles of approved size, colour, quality and design in floors/ walls upto required length, breadth and height, set in 20mm thick cement mortar (1:4), including cutting & edging the tiles where necessary filling the joints by white cement and matching colour including the cost of all materials etc. complete as per direction of Engineer in charge. Various size (on floors). | sqm | 580.1998 | 1139302.2998
34 | 04-530 | Supplying, fitting and fixing 12 BWG galvanised barbed wire fencing (single line) with 2 ply wire, 4 points 100mm apart, fitted with balli posts/ angle posts etc. with necessary nails/ G.I. wire (2 ply 16 BWG) etc. complete as per direction of Engineer in charge (excluding the cost of posts). | m | 104923.6 | 2635680.832
35 | 40-540-20 | Supplying and laying stone chips as filter in two layers (Top and bottom) as per specific size ranges and gradation including preparation of surface, grading, compacting each layer etc. complete with supply of all materials and as per direction of Engineer in charge. Well graded between 40mm to 20mm size. | cum | 13.1416 | 106539.6402
36 | 40-540-30 | Supplying and laying stone chips as filter in two layers (Top and bottom) as per specific size ranges and gradation including preparation of surface, grading, compacting each layer etc. complete with supply of all materials and as per direction of Engineer in charge. Well graded between 20mm to 5mm size. (Combination of sub-items 10 & 30 or 20 & 30 shall be used). | cum | 38.1962 | 332838.815
37 | 40-550-20 | Supplying and laying sand as filter layers as per specific size ranges and gradation including preparation of surface, compacting in layer etc. complete with supply of all materials and as per direction of Engineer in charge. FM : 1.5 to 2.0 | cum | 632.7686 | 1357928.643
38 | 64-500-10 | Supplying, fitting and fixing C.I. sheet roofing, with G.I.nuts, limped, washers, screws, bolts etc. and fitting, fixing with 76mm hooks with at least 2 pitch lapping etc. complete, including the cost of all materials as per direction of Engineer in charge. 0.63mm or 24 BWG C.I. sheet. | sqm | 256.5275 | 193575.6515
39 | 36 | Supplying of 100mm dia PVC pipe including all necessary cost etc. complete as per direction of Engineer in charge. | m | 11.4 | 1243.626
40 | 37 | Supplying of 25mm dia PVC pipe including all necessary cost etc. complete as per direction of Engineer in charge. | m | 262.4 | 7827.392
41 | 80-340-30 | Supplying, fitting and fixing of gate valve of approved quality: 25mm dia | each | 57 | 33645.39
42 | 80-100-10 | Supplying and sinking 40mm dia G.I. tubewell pipe including test boring and hiring of all necessary equipments with all necessary fittings as required etc. all complete including the cost of all materials as per direction of Engineer in charge. Depth upto 60m. | m | 154.85 | 58912.6825
43 | 80-140 | Supplying, fitting and fixing pump No. 6 for 40mm dia tubewell, as per approved quality with all accessories etc. complete including the cost of all materials as per direction of Engineer in charge. | each | 19 | 54365.65
44 | 41 | Solar water pumping system (Average Flow rate : Minimum 40 liter/min, Centrifugal pump, 12 - 24 Volt DC Motor 1 HP, RPM 3000 Max., Panel power 900 - 1000 W, Charge Controller, Suction and delivery pipe of 38mm diameter, Cable, Mounting Structure & other accessories). | each | 19 | 2128000
45 | 80-205-30 | Supplying and installation of plastic overhead water tank including carriage and all accessories except preparation of base and cost of overflow pipe, of different capacity and size with cover and ball valve including fitting fixing inlet and outlet etc. complete as per direction of Engineer-in-charge. Capacity: 1000 ltr | each | 28 | 356855.52
46 | 43 | Supplying, fitting and fixing Stainless Steel (SS) Railing for stair of Pond Sand Filter (PSF) as per drawing, design including welding and fixing etc. all complete as per direction of Engineer in charge. | sqm | 237.5 | 743239.625
47 | 48-100 | Fine dressing and close turfing of the slopes and the crest of embankment with 75mm thick, good quality durba or charkanta sods of size 200mm x 200mm, with all leads and lifts, including ramming, watering until the turf grows properly, aintaining etc. complete (measurement will be given on well grown grass only) as per direction of Engineer in charge. | sqm | 51679.102 | 1703859.9929
48 | 48-220 | Plantation of all kinds of timber plants and fruit plants such as Mehegany, Teak, Sal, Chamble, Mango, Jack, Lichi, Kul etc including cutting earth and supplying at site average 1.0m height plant, including putting manure by digging 45cm dia hole, to a depth of average 30cm, supplying and mixing 7.56 kg of manure, tieing the plant with 1.50m split bamboo post and keeping it wet for one month before plantation including guarding the plant for 6 months as per direction of Engineer in Charge. | each | 3458 | 1169495.6
49 | 72-100-10 | Plastic emulsion painting to walls and ceiling including sand papering the surface, scaffolding etc. complete, with all necessary lime cement putty to surface including the cost of all materials, as per direction of Engineer in charge: 3 coats. | sqm | 11 | 1514.59
50 | 56-140-20 | Brick on end edging (single layer) across the road, with 1st class bricks, including cutting trenches true to enavel and grade, sand filliing (FM>=0.5), 40mm thick, sand blinding, levelling, dressing, ramming sides properly including supply of all materials etc. complete as per direction of Engineer in charge. 125 mm thick. | m | 394 | 77614.06
51 | 40-230-35 | Manufacturing and supplying C.C. blocks in leanest mix. 1:2:4 with cement, sand (FM>=2.0) and Stone Chips (40mm down graded) to attain a 28 days cylinder strength of 18 N/mm² including grading, washing stone chips, mixing, laying in forms, consolidation, curing for at least 21 days, including preparation of platform, shuttering and stacking in measurable stacks etc. complete including supply of all materials (steel shutter to be used) as per direction of Engineer in charge. Block Size: 40cmx40cmx40cm. | each | 0 | 0
52 | 40-520-30 | Supplying and laying dry 1st class or pick jhama chips as filter in two layers (top and bottom) as per specific size, range and gradation, including breaking chips, grading, preparation of surface, compacting each layer etc. complete with supply of all materials and as per direction of Engineer in charge: Well graded between 20mm to 5mm size. (Combination of sub-item 10 & 30 or 20 & 30 shall be used) | cum | 0 | 0
53 | 20-514 | Rubber Seal : (w=100mm, t=16mm, b=45mm). | m | 272.688 | 122709.6

## ecoomic_code_summary
| Code No | Description | Estimated Cost
0 | 4111310 | Excavation | 181635403.5001
1 | 4111317 | Other buildings & structures | 303008694.9973
2 | 4113102 | Tree, crop, and plant resources yielding repeat products | 1169495.6

## package_summary
| Package Name | Package Code | Estimated Cost
0 | Package-1 | P1 | 30214793.5529
1 | Package-2 | P2 | 143412543.3212
2 | Package-3 | P3 | 24666697.7634
3 | Package-4 | P4 | 191219757.9476
4 | Package-5 | P5 | 31021989.0782
5 | Package-6 | P6 | 32848001.3871
6 | Package-7 | P7 | 32429811.047

## District_summary
| District Name | District Code | Estimated Cost
0 | Khulna | DT1 | 30214793.5529
1 | Bagerhat | DT2 | 143412543.3212
2 | Narail | DT3 | 24666697.7634
3 | Patuakhali | DT4 | 191219757.9476
4 | Bhola | DT5 | 63869990.4653
5 | Noakhali | DT6 | 32429811.047

## Upailla_summary
| Upazilla Name | Upazilla Code | Estimated Cost
0 | Dumuria | U1 | 30214793.5529
1 | Mongla | U2 | 143412543.3212
2 | Lohagora | U3 | 24666697.7634
3 | Rangabali | U4 | 191219757.9476
4 | Bhola Sadar | U5 | 31021989.0782
5 | Charfession | U6 | 32848001.3871
6 | Subornochar | U7 | 32429811.047

## Division_summary
| Division Name | Division Code | Estimated Cost
0 | Jessore O&M Division | D1 | 30214793.5529
1 | Bagerhat O&M Division | D2 | 143412543.3212
2 | Norail O&M Division | D3 | 24666697.7634
3 | Patuakhali WD Division | D4 | 191219757.9476
4 | Bhola O&M Division 1 | D5 | 31021989.0782
5 | Bhola O&M Division 2 | D6 | 32848001.3871
6 | Noakhali O&M Division | D7 | 32429811.047

## Circle_summary
| Circle Name | Circle Code | Estimated Cost
0 | Khulna O&M Circle | C1 | 143412543.3212
1 | Jashore O&M Circle | C2 | 54881491.3163
2 | Patuakhali WD Circle | C3 | 191219757.9476
3 | Bhola O&M Circle | C4 | 63869990.4653
4 | Feni O&M Circle | C5 | 32429811.047
5 | Chattagram O&M Circle | C6 | 0

## Zone_summary
| Zone Name | Zone Code | Estimated Cost
0 | South-Western Zone | Z1 | 198294034.6375
1 | Southern Zone | Z2 | 255089748.4129
2 | Eastern Zone | Z3 | 32429811.047
3 | South-Eastern Zone | Z4 | 0